## Feuille
Réf.* (p.ref) | Date création (p.datec) | Libellé* (p.label) | Description (p.description) | PublicNote (p.note_public) | PrivateNote (p.note) | Nomenclature douanière / Code SH (p.customcode) | Prix de vente HT (p.price) | Prix de vente min. (p.price_min) | Prix de vente TTC (p.price_ttc) | Prix de vente min. (TTC) (p.price_min_ttc) | PriceBaseType (p.price_base_type) | Prix de revient (p.cost_price) | Taux TVA (p.tva_tx) | En vente* (p.tosell) | En achat* (p.tobuy) | Type* (p.fk_product_type) | Durée (p.duration) | URL publique (p.url) | Code comptable (vente) (p.accountancy_code_sell) | Code comptable (vente intra-communautaire) (p.accountancy_code_sell_intra) | Code comptable (vente à l'export) (p.accountancy_code_sell_export) | Code comptable (achat) (p.accountancy_code_buy) | Weight (p.weight) | Unité de poids (p.weight_units) | Length (p.length) | LengthUnit (p.length_units) | Width (p.width) | Unité de volume (p.width_units) | Height (p.height) | HeightUnit (p.height_units) | Surface (p.surface) | SurfaceUnit (p.surface_units) | Volume (p.volume) | Unité de volume (p.volume_units) | Nature du produit (matière première / produit fini) (p.finished) | Limite stock pour alerte (p.seuil_stock_alerte) | Valorisation (PMP) (p.pmp) | Stock désiré optimal (p.desiredstock) | Code-barres (p.barcode)
LCT840101 |  | LC Flexible LED stripe. 5050-30-12V-RGB-5m | LC Flexible LED stripe. 5050-30-12V-RGB-5m |  | Import Automatique |  | 125 | [6 empty] | 1 | 1 | 0 | [7 empty] | KG |  | CM |  | CM |  | CM |  | CM2 |  | CM3 |  |  | 0
LCT840102 |  | LC Flexible LED stripe. 3528-2x72-12V-RGB+6500K-5m | LC Flexible LED stripe. 3528-2x72-12V-RGB+6500K-5m |  | Import Automatique |  | 129 | [6 empty] | 1 | 1 | 0 | [7 empty] | KG |  | CM |  | CM |  | CM |  | CM2 |  | CM3 |  |  | 0
LCT840103 |  | LC Flexible LED stripe. 5050-30-12V-RGB-5m-silicon | LC Flexible LED stripe. 5050-30-12V-RGB-5m-silicon |  | Import Automatique |  | 149 | [6 empty] | 1 | 1 | 0 | [7 empty] | KG |  | CM |  | CM |  | CM |  | CM2 |  | CM3 |  |  | 0
LCT840104 |  | LC Flexible LED stripe. 3528-2x72-12V-RGB+3000K-5m | LC Flexible LED stripe. 3528-2x72-12V-RGB+3000K-5m |  | Import Automatique |  | 129 | [6 empty] | 1 | 1 | 0 | [7 empty] | KG |  | CM |  | CM |  | CM |  | CM2 |  | CM3 |  |  | 0
LCT840106 |  | LC Flexible LED stripe. 5050-30-24V-3000K-5m | LC Flexible LED stripe. 5050-30-24V-3000K-5m |  | Import Automatique |  | 69 | [6 empty] | 1 | 1 | 0 | [7 empty] | KG |  | CM |  | CM |  | CM |  | CM2 |  | CM3 |  |  | 0
LCT840107 |  | LC Flexible LED stripe. 5050-30-12V-3000K-5m | LC Flexible LED stripe. 5050-30-12V-3000K-5m |  | Import Automatique |  | 69 | [6 empty] | 1 | 1 | 0 | [7 empty] | KG |  | CM |  | CM |  | CM |  | CM2 |  | CM3 |  |  | 0
LCT840114 |  | LC Flexible LED stripe. 5630-60-24V-3000K-5m | LC Flexible LED stripe. 5630-60-24V-3000K-5m |  | Import Automatique |  | 199 | [6 empty] | 1 | 1 | 0 | [7 empty] | KG |  | CM |  | CM |  | CM |  | CM2 |  | CM3 |  |  | 0
LCT840115 |  | LC Flexible LED stripe. 5630-60-24V-4200K-5m | LC Flexible LED stripe. 5630-60-24V-4200K-5m |  | Import Automatique |  | 199 | [6 empty] | 1 | 1 | 0 | [7 empty] | KG |  | CM |  | CM |  | CM |  | CM2 |  | CM3 |  |  | 0
LCT840116 |  | LC Flexible LED stripe. 5630-60-24V-6000K-5m | LC Flexible LED stripe. 5630-60-24V-6000K-5m |  | Import Automatique |  | 199 | [6 empty] | 1 | 1 | 0 | [7 empty] | KG |  | CM |  | CM |  | CM |  | CM2 |  | CM3 |  |  | 0
LCT840117 |  | LC Flexible LED stripe. 2835-60-12V-3000K-5m | LC Flexible LED stripe. 2835-60-12V-3000K-5m |  | Import Automatique |  | 119 | [6 empty] | 1 | 1 | 0 | [7 empty] | KG |  | CM |  | CM |  | CM |  | CM2 |  | CM3 |  |  | 0
LCT840118 |  | LC Flexible LED stripe. 2835-60-12V-4200K-5m | LC Flexible LED stripe. 2835-60-12V-4200K-5m |  | Import Automatique |  | 119 | [6 empty] | 1 | 1 | 0 | [7 empty] | KG |  | CM |  | CM |  | CM |  | CM2 |  | CM3 |  |  | 0
LCT840119 |  | LC Flexible LED stripe. 2835-60-12V-6000K-5m | LC Flexible LED stripe. 2835-60-12V-6000K-5m |  | Import Automatique |  | 119 | [6 empty] | 1 | 1 | 0 | [7 empty] | KG |  | CM |  | CM |  | CM |  | CM2 |  | CM3 |  |  | 0
LCT840120 |  | LC Flexible LED stripe. 2835-60-12V-3000K-5m-silicon | LC Flexible LED stripe. 2835-60-12V-3000K-5m-silicon |  | Import Automatique |  | 169 | [6 empty] | 1 | 1 | 0 | [7 empty] | KG |  | CM |  | CM |  | CM |  | CM2 |  | CM3 |  |  | 0
LCT840121 |  | LC Flexible LED stripe. 2835-60-12V-6000K-5m-silicon | LC Flexible LED stripe. 2835-60-12V-6000K-5m-silicon |  | Import Automatique |  | 169 | [6 empty] | 1 | 1 | 0 | [7 empty] | KG |  | CM |  | CM |  | CM |  | CM2 |  | CM3 |  |  | 0
LCT840122 |  | LC Flexible LED stripe. 2835-120-24V-3000K-5m | LC Flexible LED stripe. 2835-120-24V-3000K-5m |  | Import Automatique |  | 199 | [6 empty] | 1 | 1 | 0 | [7 empty] | KG |  | CM |  | CM |  | CM |  | CM2 |  | CM3 |  |  | 0
LCT840123 |  | LC Flexible LED stripe. 2835-120-24V-4200K-5m | LC Flexible LED stripe. 2835-120-24V-4200K-5m |  | Import Automatique |  | 199 | [6 empty] | 1 | 1 | 0 | [7 empty] | KG |  | CM |  | CM |  | CM |  | CM2 |  | CM3 |  |  | 0
LCT840124 |  | LC Flexible LED stripe. 2835-120-24V-6000K-5m | LC Flexible LED stripe. 2835-120-24V-6000K-5m |  | Import Automatique |  | 199 | [6 empty] | 1 | 1 | 0 | [7 empty] | KG |  | CM |  | CM |  | CM |  | CM2 |  | CM3 |  |  | 0
LCT840131 |  | LC Flexible LED stripe. 2835-60-24V-2300K-5m | LC Flexible LED stripe. 2835-60-24V-2300K-5m |  | Import Automatique |  | 129 | [6 empty] | 1 | 1 | 0 | [7 empty] | KG |  | CM |  | CM |  | CM |  | CM2 |  | CM3 |  |  | 0
LCT840132 |  | LC Flexible LED stripe. 2835-60-24V-2500K-5m | LC Flexible LED stripe. 2835-60-24V-2500K-5m |  | Import Automatique |  | 129 | [6 empty] | 1 | 1 | 0 | [7 empty] | KG |  | CM |  | CM |  | CM |  | CM2 |  | CM3 |  |  | 0
LCT840133 |  | LC Flexible LED stripe. 2835-60-24V-2700K-5m | LC Flexible LED stripe. 2835-60-24V-2700K-5m |  | Import Automatique |  | 129 | [6 empty] | 1 | 1 | 0 | [7 empty] | KG |  | CM |  | CM |  | CM |  | CM2 |  | CM3 |  |  | 0
LCT840134 |  | LC Flexible LED stripe. 2835-60-24V-2900K-5m | LC Flexible LED stripe. 2835-60-24V-2900K-5m |  | Import Automatique |  | 129 | [6 empty] | 1 | 1 | 0 | [7 empty] | KG |  | CM |  | CM |  | CM |  | CM2 |  | CM3 |  |  | 0
LCT840135 |  | LC Flexible LED stripe. 2835-60-24V-3100K-5m | LC Flexible LED stripe. 2835-60-24V-3100K-5m |  | Import Automatique |  | 129 | [6 empty] | 1 | 1 | 0 | [7 empty] | KG |  | CM |  | CM |  | CM |  | CM2 |  | CM3 |  |  | 0
LCT840136 |  | LC Flexible LED stripe. 2835-60-24V-4000K-5m | LC Flexible LED stripe. 2835-60-24V-4000K-5m |  | Import Automatique |  | 129 | [6 empty] | 1 | 1 | 0 | [7 empty] | KG |  | CM |  | CM |  | CM |  | CM2 |  | CM3 |  |  | 0
LCT840137 |  | LC Flexible LED stripe. 2835-60-24V-4200K-5m | LC Flexible LED stripe. 2835-60-24V-4200K-5m |  | Import Automatique |  | 129 | [6 empty] | 1 | 1 | 0 | [7 empty] | KG |  | CM |  | CM |  | CM |  | CM2 |  | CM3 |  |  | 0
LCT840138 |  | LC Flexible LED stripe. 2835-60-24V-4400K-5m | LC Flexible LED stripe. 2835-60-24V-4400K-5m |  | Import Automatique |  | 129 | [6 empty] | 1 | 1 | 0 | [7 empty] | KG |  | CM |  | CM |  | CM |  | CM2 |  | CM3 |  |  | 0
LCT840139 |  | LC Flexible LED stripe. 2835-60-24V-5700K-5m | LC Flexible LED stripe. 2835-60-24V-5700K-5m |  | Import Automatique |  | 129 | [6 empty] | 1 | 1 | 0 | [7 empty] | KG |  | CM |  | CM |  | CM |  | CM2 |  | CM3 |  |  | 0
LCT840140 |  | LC Flexible LED stripe. 2835-60-24V-6300K-5m | LC Flexible LED stripe. 2835-60-24V-6300K-5m |  | Import Automatique |  | 129 | [6 empty] | 1 | 1 | 0 | [7 empty] | KG |  | CM |  | CM |  | CM |  | CM2 |  | CM3 |  |  | 0
LCT840142 |  | LC Flexible LED stripe. 3528-120-12V-3000K-6500K-5m | LC Flexible LED stripe. 3528-120-12V-3000K-6500K-5m |  | Import Automatique |  | 199 | [6 empty] | 1 | 1 | 0 | [7 empty] | KG |  | CM |  | CM |  | CM |  | CM2 |  | CM3 |  |  | 0
LCT840143 |  | LC Flexible LED stripe. 3528-120-12V-3000K-6500K-5m-silicon | LC Flexible LED stripe. 3528-120-12V-3000K-6500K-5m-silicon |  | Import Automatique |  | 219 | [6 empty] | 1 | 1 | 0 | [7 empty] | KG |  | CM |  | CM |  | CM |  | CM2 |  | CM3 |  |  | 0
LCT840144 |  | LC Flexible LED stripe. 5050-96-24V-RGB+3000K-5m | LC Flexible LED stripe. 5050-96-24V-RGB+3000K-5m |  | Import Automatique |  | 169 | [6 empty] | 1 | 1 | 0 | [7 empty] | KG |  | CM |  | CM |  | CM |  | CM2 |  | CM3 |  |  | 0
LCT840145 |  | LC Flexible LED stripe. 5050-96-24V-RGB+2800K-5m-silicon | LC Flexible LED stripe. 5050-96-24V-RGB+2800K-5m-silicon |  | Import Automatique |  | 199 | [6 empty] | 1 | 1 | 0 | [7 empty] | KG |  | CM |  | CM |  | CM |  | CM2 |  | CM3 |  |  | 0
LCT840146 |  | accesory / spare part. End cap set 15 mm. 10 pcs.. width: 15 mm | accesory / spare part. End cap set 15 mm. 10 pcs.. width: 15 mm |  | Import Automatique |  | 2 | [6 empty] | 1 | 1 | 0 | [7 empty] | KG |  | CM |  | CM |  | CM |  | CM2 |  | CM3 |  |  | 0
LCT840147 |  | LC Flexible LED stripe. 5050-96-24V-RGB-5m | LC Flexible LED stripe. 5050-96-24V-RGB-5m |  | Import Automatique |  | 169 | [6 empty] | 1 | 1 | 0 | [7 empty] | KG |  | CM |  | CM |  | CM |  | CM2 |  | CM3 |  |  | 0
LCT840148 |  | LC Flexible LED stripe. 5050-96-24V-RGB-5m-silicon | LC Flexible LED stripe. 5050-96-24V-RGB-5m-silicon |  | Import Automatique |  | 199 | [6 empty] | 1 | 1 | 0 | [7 empty] | KG |  | CM |  | CM |  | CM |  | CM2 |  | CM3 |  |  | 0
LCT840151 |  | LC Flexible LED stripe. 5050-60-12V-6000K-5m-nano | LC Flexible LED stripe. 5050-60-12V-6000K-5m-nano |  | Import Automatique |  | 139 | [6 empty] | 1 | 1 | 0 | [7 empty] | KG |  | CM |  | CM |  | CM |  | CM2 |  | CM3 |  |  | 0
LCT840153 |  | LC Flexible LED stripe. 5050-60-24V-RGB+1700K-5m | LC Flexible LED stripe. 5050-60-24V-RGB+1700K-5m |  | Import Automatique |  | 139 | [6 empty] | 1 | 1 | 0 | [7 empty] | KG |  | CM |  | CM |  | CM |  | CM2 |  | CM3 |  |  | 0
LCT840154 |  | LC Flexible LED stripe. 3528-120-24V-2700K-3m | LC Flexible LED stripe. 3528-120-24V-2700K-3m |  | Import Automatique |  | 59 | [6 empty] | 1 | 1 | 0 | [7 empty] | KG |  | CM |  | CM |  | CM |  | CM2 |  | CM3 |  |  | 0
LCT840155 |  | LC Flexible LED stripe. 3528-120-24V-3000K-3m | LC Flexible LED stripe. 3528-120-24V-3000K-3m |  | Import Automatique |  | 59 | [6 empty] | 1 | 1 | 0 | [7 empty] | KG |  | CM |  | CM |  | CM |  | CM2 |  | CM3 |  |  | 0
LCT840156 |  | LC Flexible LED stripe. 3528-120-24V-4200K-3m | LC Flexible LED stripe. 3528-120-24V-4200K-3m |  | Import Automatique |  | 59 | [6 empty] | 1 | 1 | 0 | [7 empty] | KG |  | CM |  | CM |  | CM |  | CM2 |  | CM3 |  |  | 0
LCT840157 |  | LC Flexible LED stripe. 3528-120-24V-6200K-3m | LC Flexible LED stripe. 3528-120-24V-6200K-3m |  | Import Automatique |  | 59 | [6 empty] | 1 | 1 | 0 | [7 empty] | KG |  | CM |  | CM |  | CM |  | CM2 |  | CM3 |  |  | 0
LCT840158 |  | LC Flexible LED stripe. 3528-120-24V-2700K-5m | LC Flexible LED stripe. 3528-120-24V-2700K-5m |  | Import Automatique |  | 99 | [6 empty] | 1 | 1 | 0 | [7 empty] | KG |  | CM |  | CM |  | CM |  | CM2 |  | CM3 |  |  | 0
LCT840159 |  | LC Flexible LED stripe. 3528-120-24V-3000K-5m | LC Flexible LED stripe. 3528-120-24V-3000K-5m |  | Import Automatique |  | 99 | [6 empty] | 1 | 1 | 0 | [7 empty] | KG |  | CM |  | CM |  | CM |  | CM2 |  | CM3 |  |  | 0
LCT840160 |  | LC Flexible LED stripe. 3528-120-24V-4200K-5m | LC Flexible LED stripe. 3528-120-24V-4200K-5m |  | Import Automatique |  | 99 | [6 empty] | 1 | 1 | 0 | [7 empty] | KG |  | CM |  | CM |  | CM |  | CM2 |  | CM3 |  |  | 0
LCT840161 |  | LC Flexible LED stripe. 3528-120-24V-6200K-5m | LC Flexible LED stripe. 3528-120-24V-6200K-5m |  | Import Automatique |  | 99 | [6 empty] | 1 | 1 | 0 | [7 empty] | KG |  | CM |  | CM |  | CM |  | CM2 |  | CM3 |  |  | 0
LCT840162 |  | LC Flexible LED stripe. 3528-120-12V-2700K-3m | LC Flexible LED stripe. 3528-120-12V-2700K-3m |  | Import Automatique |  | 59 | [6 empty] | 1 | 1 | 0 | [7 empty] | KG |  | CM |  | CM |  | CM |  | CM2 |  | CM3 |  |  | 0
LCT840163 |  | LC Flexible LED stripe. 3528-120-12V-4000K-3m | LC Flexible LED stripe. 3528-120-12V-4000K-3m |  | Import Automatique |  | 59 | [6 empty] | 1 | 1 | 0 | [7 empty] | KG |  | CM |  | CM |  | CM |  | CM2 |  | CM3 |  |  | 0
LCT840164 |  | LC Flexible LED stripe. 3528-120-12V-2700K-5m | LC Flexible LED stripe. 3528-120-12V-2700K-5m |  | Import Automatique |  | 99 | [6 empty] | 1 | 1 | 0 | [7 empty] | KG |  | CM |  | CM |  | CM |  | CM2 |  | CM3 |  |  | 0
LCT840165 |  | LC Flexible LED stripe. 3528-120-12V-3000K-5m | LC Flexible LED stripe. 3528-120-12V-3000K-5m |  | Import Automatique |  | 99 | [6 empty] | 1 | 1 | 0 | [7 empty] | KG |  | CM |  | CM |  | CM |  | CM2 |  | CM3 |  |  | 0
LCT840166 |  | LC Flexible LED stripe. 3528-120-12V-4000K-5m | LC Flexible LED stripe. 3528-120-12V-4000K-5m |  | Import Automatique |  | 99 | [6 empty] | 1 | 1 | 0 | [7 empty] | KG |  | CM |  | CM |  | CM |  | CM2 |  | CM3 |  |  | 0
LCT840167 |  | LC Flexible LED stripe. 3528-120-12V-6500K-5m | LC Flexible LED stripe. 3528-120-12V-6500K-5m |  | Import Automatique |  | 99 | [6 empty] | 1 | 1 | 0 | [7 empty] | KG |  | CM |  | CM |  | CM |  | CM2 |  | CM3 |  |  | 0
LCT840168 |  | LC Flexible LED stripe. 3528-120-12V-2700K-5m-nano | LC Flexible LED stripe. 3528-120-12V-2700K-5m-nano |  | Import Automatique |  | 139 | [6 empty] | 1 | 1 | 0 | [7 empty] | KG |  | CM |  | CM |  | CM |  | CM2 |  | CM3 |  |  | 0
LCT840169 |  | LC Flexible LED stripe. 3528-120-12V-3000K-5m-nano | LC Flexible LED stripe. 3528-120-12V-3000K-5m-nano |  | Import Automatique |  | 139 | [6 empty] | 1 | 1 | 0 | [7 empty] | KG |  | CM |  | CM |  | CM |  | CM2 |  | CM3 |  |  | 0
LCT840170 |  | LC Flexible LED stripe. 3528-120-12V-4000K-5m-nano | LC Flexible LED stripe. 3528-120-12V-4000K-5m-nano |  | Import Automatique |  | 139 | [6 empty] | 1 | 1 | 0 | [7 empty] | KG |  | CM |  | CM |  | CM |  | CM2 |  | CM3 |  |  | 0
LCT840171 |  | LC Flexible LED stripe. 3528-120-12V-6500K-5m-nano | LC Flexible LED stripe. 3528-120-12V-6500K-5m-nano |  | Import Automatique |  | 139 | [6 empty] | 1 | 1 | 0 | [7 empty] | KG |  | CM |  | CM |  | CM |  | CM2 |  | CM3 |  |  | 0
LCT840172 |  | LC Flexible LED stripe. 3528-120-12V-2700K-5m-silicon | LC Flexible LED stripe. 3528-120-12V-2700K-5m-silicon |  | Import Automatique |  | 159 | [6 empty] | 1 | 1 | 0 | [7 empty] | KG |  | CM |  | CM |  | CM |  | CM2 |  | CM3 |  |  | 0
LCT840173 |  | LC Flexible LED stripe. 3528-120-12V-3000K-5m-silicon | LC Flexible LED stripe. 3528-120-12V-3000K-5m-silicon |  | Import Automatique |  | 159 | [6 empty] | 1 | 1 | 0 | [7 empty] | KG |  | CM |  | CM |  | CM |  | CM2 |  | CM3 |  |  | 0
LCT840174 |  | LC Flexible LED stripe. 3528-120-12V-4000K-5m-silicon | LC Flexible LED stripe. 3528-120-12V-4000K-5m-silicon |  | Import Automatique |  | 159 | [6 empty] | 1 | 1 | 0 | [7 empty] | KG |  | CM |  | CM |  | CM |  | CM2 |  | CM3 |  |  | 0
LCT840176 |  | LC Flexible LED stripe. 3528-180-24V-2700K-3m | LC Flexible LED stripe. 3528-180-24V-2700K-3m |  | Import Automatique |  | 89 | [6 empty] | 1 | 1 | 0 | [7 empty] | KG |  | CM |  | CM |  | CM |  | CM2 |  | CM3 |  |  | 0
LCT840177 |  | LC Flexible LED stripe. 3528-180-24V-4200K-3m | LC Flexible LED stripe. 3528-180-24V-4200K-3m |  | Import Automatique |  | 89 | [6 empty] | 1 | 1 | 0 | [7 empty] | KG |  | CM |  | CM |  | CM |  | CM2 |  | CM3 |  |  | 0
LCT840178 |  | LC Flexible LED stripe. 3528-180-24V-2700K-5m | LC Flexible LED stripe. 3528-180-24V-2700K-5m |  | Import Automatique |  | 149 | [6 empty] | 1 | 1 | 0 | [7 empty] | KG |  | CM |  | CM |  | CM |  | CM2 |  | CM3 |  |  | 0
LCT840179 |  | LC Flexible LED stripe. 3528-180-24V-3000K-5m | LC Flexible LED stripe. 3528-180-24V-3000K-5m |  | Import Automatique |  | 149 | [6 empty] | 1 | 1 | 0 | [7 empty] | KG |  | CM |  | CM |  | CM |  | CM2 |  | CM3 |  |  | 0
LCT840180 |  | LC Flexible LED stripe. 3528-180-24V-4000K-5m | LC Flexible LED stripe. 3528-180-24V-4000K-5m |  | Import Automatique |  | 149 | [6 empty] | 1 | 1 | 0 | [7 empty] | KG |  | CM |  | CM |  | CM |  | CM2 |  | CM3 |  |  | 0
LCT840181 |  | LC Flexible LED stripe. 3528-180-24V-6200K-5m | LC Flexible LED stripe. 3528-180-24V-6200K-5m |  | Import Automatique |  | 149 | [6 empty] | 1 | 1 | 0 | [7 empty] | KG |  | CM |  | CM |  | CM |  | CM2 |  | CM3 |  |  | 0
LCT840182 |  | LC Flexible LED stripe. 3528-180-24V-2700K-5m-nano | LC Flexible LED stripe. 3528-180-24V-2700K-5m-nano |  | Import Automatique |  | 179 | [6 empty] | 1 | 1 | 0 | [7 empty] | KG |  | CM |  | CM |  | CM |  | CM2 |  | CM3 |  |  | 0
LCT840183 |  | LC Flexible LED stripe. 3528-180-24V-3000K-5m-nano | LC Flexible LED stripe. 3528-180-24V-3000K-5m-nano |  | Import Automatique |  | 179 | [6 empty] | 1 | 1 | 0 | [7 empty] | KG |  | CM |  | CM |  | CM |  | CM2 |  | CM3 |  |  | 0
LCT840184 |  | LC Flexible LED stripe. 3528-180-24V-4000K-5m-nano | LC Flexible LED stripe. 3528-180-24V-4000K-5m-nano |  | Import Automatique |  | 179 | [6 empty] | 1 | 1 | 0 | [7 empty] | KG |  | CM |  | CM |  | CM |  | CM2 |  | CM3 |  |  | 0
LCT840185 |  | LC Flexible LED stripe. 3528-180-24V-6200K-5m-nano | LC Flexible LED stripe. 3528-180-24V-6200K-5m-nano |  | Import Automatique |  | 179 | [6 empty] | 1 | 1 | 0 | [7 empty] | KG |  | CM |  | CM |  | CM |  | CM2 |  | CM3 |  |  | 0
LCT840186 |  | LC Flexible LED stripe. 3528-180-24V-2700K-5m-silicon | LC Flexible LED stripe. 3528-180-24V-2700K-5m-silicon |  | Import Automatique |  | 199 | [6 empty] | 1 | 1 | 0 | [7 empty] | KG |  | CM |  | CM |  | CM |  | CM2 |  | CM3 |  |  | 0
LCT840187 |  | LC Flexible LED stripe. 3528-180-24V-3000K-5m-silicon | LC Flexible LED stripe. 3528-180-24V-3000K-5m-silicon |  | Import Automatique |  | 199 | [6 empty] | 1 | 1 | 0 | [7 empty] | KG |  | CM |  | CM |  | CM |  | CM2 |  | CM3 |  |  | 0
LCT840188 |  | LC Flexible LED stripe. 3528-180-24V-4200K-5m-silicon | LC Flexible LED stripe. 3528-180-24V-4200K-5m-silicon |  | Import Automatique |  | 199 | [6 empty] | 1 | 1 | 0 | [7 empty] | KG |  | CM |  | CM |  | CM |  | CM2 |  | CM3 |  |  | 0
LCT840189 |  | LC Flexible LED stripe. 3528-180-24V-6500K-5m-silicon | LC Flexible LED stripe. 3528-180-24V-6500K-5m-silicon |  | Import Automatique |  | 199 | [6 empty] | 1 | 1 | 0 | [7 empty] | KG |  | CM |  | CM |  | CM |  | CM2 |  | CM3 |  |  | 0
LCT840190 |  | LC Flexible LED stripe. 3528-240-24V-2700K-3m | LC Flexible LED stripe. 3528-240-24V-2700K-3m |  | Import Automatique |  | 119 | [6 empty] | 1 | 1 | 0 | [7 empty] | KG |  | CM |  | CM |  | CM |  | CM2 |  | CM3 |  |  | 0
LCT840191 |  | LC Flexible LED stripe. 3528-240-24V-4200K-3m | LC Flexible LED stripe. 3528-240-24V-4200K-3m |  | Import Automatique |  | 119 | [6 empty] | 1 | 1 | 0 | [7 empty] | KG |  | CM |  | CM |  | CM |  | CM2 |  | CM3 |  |  | 0
LCT840192 |  | LC Flexible LED stripe. 3528-240-24V-2700K-5m | LC Flexible LED stripe. 3528-240-24V-2700K-5m |  | Import Automatique |  | 199 | [6 empty] | 1 | 1 | 0 | [7 empty] | KG |  | CM |  | CM |  | CM |  | CM2 |  | CM3 |  |  | 0
LCT840193 |  | LC Flexible LED stripe. 3528-240-24V-3000K-5m | LC Flexible LED stripe. 3528-240-24V-3000K-5m |  | Import Automatique |  | 199 | [6 empty] | 1 | 1 | 0 | [7 empty] | KG |  | CM |  | CM |  | CM |  | CM2 |  | CM3 |  |  | 0
LCT840194 |  | LC Flexible LED stripe. 3528-240-24V-4000K-5m | LC Flexible LED stripe. 3528-240-24V-4000K-5m |  | Import Automatique |  | 199 | [6 empty] | 1 | 1 | 0 | [7 empty] | KG |  | CM |  | CM |  | CM |  | CM2 |  | CM3 |  |  | 0
LCT840195 |  | LC Flexible LED stripe. 3528-240-24V-6000K-5m | LC Flexible LED stripe. 3528-240-24V-6000K-5m |  | Import Automatique |  | 199 | [6 empty] | 1 | 1 | 0 | [7 empty] | KG |  | CM |  | CM |  | CM |  | CM2 |  | CM3 |  |  | 0
LCT840196 |  | LC Flexible LED stripe. 2835-60-12V-2700K-3m | LC Flexible LED stripe. 2835-60-12V-2700K-3m |  | Import Automatique |  | 69 | [6 empty] | 1 | 1 | 0 | [7 empty] | KG |  | CM |  | CM |  | CM |  | CM2 |  | CM3 |  |  | 0
LCT840197 |  | LC Flexible LED stripe. 2835-60-12V-3000K-3m | LC Flexible LED stripe. 2835-60-12V-3000K-3m |  | Import Automatique |  | 69 | [6 empty] | 1 | 1 | 0 | [7 empty] | KG |  | CM |  | CM |  | CM |  | CM2 |  | CM3 |  |  | 0
LCT840198 |  | LC Flexible LED stripe. 2835-60-12V-4000K-3m | LC Flexible LED stripe. 2835-60-12V-4000K-3m |  | Import Automatique |  | 69 | [6 empty] | 1 | 1 | 0 | [7 empty] | KG |  | CM |  | CM |  | CM |  | CM2 |  | CM3 |  |  | 0
LCT840199 |  | LC Flexible LED stripe. 2835-60-12V-6500K-3m | LC Flexible LED stripe. 2835-60-12V-6500K-3m |  | Import Automatique |  | 69 | [6 empty] | 1 | 1 | 0 | [7 empty] | KG |  | CM |  | CM |  | CM |  | CM2 |  | CM3 |  |  | 0
LCT840200 |  | LC Flexible LED stripe. 2835-60-12V-2700K-5m | LC Flexible LED stripe. 2835-60-12V-2700K-5m |  | Import Automatique |  | 119 | [6 empty] | 1 | 1 | 0 | [7 empty] | KG |  | CM |  | CM |  | CM |  | CM2 |  | CM3 |  |  | 0
LCT840201 |  | LC Flexible LED stripe. 2835-60-12V-2700K-5m-silicon | LC Flexible LED stripe. 2835-60-12V-2700K-5m-silicon |  | Import Automatique |  | 169 | [6 empty] | 1 | 1 | 0 | [7 empty] | KG |  | CM |  | CM |  | CM |  | CM2 |  | CM3 |  |  | 0
LCT840202 |  | LC Flexible LED stripe. 2835-60-12V-4000K-5m-silicon | LC Flexible LED stripe. 2835-60-12V-4000K-5m-silicon |  | Import Automatique |  | 169 | [6 empty] | 1 | 1 | 0 | [7 empty] | KG |  | CM |  | CM |  | CM |  | CM2 |  | CM3 |  |  | 0
LCT840203 |  | LC Flexible LED stripe. 2835-120-24V-2700K-3m | LC Flexible LED stripe. 2835-120-24V-2700K-3m |  | Import Automatique |  | 119 | [6 empty] | 1 | 1 | 0 | [7 empty] | KG |  | CM |  | CM |  | CM |  | CM2 |  | CM3 |  |  | 0
LCT840204 |  | LC Flexible LED stripe. 2835-120-24V-3000K-3m | LC Flexible LED stripe. 2835-120-24V-3000K-3m |  | Import Automatique |  | 119 | [6 empty] | 1 | 1 | 0 | [7 empty] | KG |  | CM |  | CM |  | CM |  | CM2 |  | CM3 |  |  | 0
LCT840205 |  | LC Flexible LED stripe. 2835-120-24V-4200K-3m | LC Flexible LED stripe. 2835-120-24V-4200K-3m |  | Import Automatique |  | 119 | [6 empty] | 1 | 1 | 0 | [7 empty] | KG |  | CM |  | CM |  | CM |  | CM2 |  | CM3 |  |  | 0
LCT840206 |  | LC Flexible LED stripe. 2835-120-24V-6500K-3m | LC Flexible LED stripe. 2835-120-24V-6500K-3m |  | Import Automatique |  | 119 | [6 empty] | 1 | 1 | 0 | [7 empty] | KG |  | CM |  | CM |  | CM |  | CM2 |  | CM3 |  |  | 0
LCT840207 |  | LC Flexible LED stripe. 2835-120-24V-2700K-5m | LC Flexible LED stripe. 2835-120-24V-2700K-5m |  | Import Automatique |  | 199 | [6 empty] | 1 | 1 | 0 | [7 empty] | KG |  | CM |  | CM |  | CM |  | CM2 |  | CM3 |  |  | 0
LCT840208 |  | LC Flexible LED stripe. 3528-120-12V-3000K+6000K-3m | LC Flexible LED stripe. 3528-120-12V-3000K+6000K-3m |  | Import Automatique |  | 69 | [6 empty] | 1 | 1 | 0 | [7 empty] | KG |  | CM |  | CM |  | CM |  | CM2 |  | CM3 |  |  | 0
LCT840209 |  | LC Flexible LED stripe. 3528-120-12V-3000K+6000K-5m-silicon | LC Flexible LED stripe. 3528-120-12V-3000K+6000K-5m-silicon |  | Import Automatique |  | 149 | [6 empty] | 1 | 1 | 0 | [7 empty] | KG |  | CM |  | CM |  | CM |  | CM2 |  | CM3 |  |  | 0
LCT840211 |  | LC Flexible LED stripe. 3528-2x72-12V-RGB+3000K-3m | LC Flexible LED stripe. 3528-2x72-12V-RGB+3000K-3m |  | Import Automatique |  | 69 | [6 empty] | 1 | 1 | 0 | [7 empty] | KG |  | CM |  | CM |  | CM |  | CM2 |  | CM3 |  |  | 0
LCT840212 |  | LC Flexible LED stripe. 3528-2x72-12V-RGB+6200K-3m | LC Flexible LED stripe. 3528-2x72-12V-RGB+6200K-3m |  | Import Automatique |  | 69 | [6 empty] | 1 | 1 | 0 | [7 empty] | KG |  | CM |  | CM |  | CM |  | CM2 |  | CM3 |  |  | 0
LCT840213 |  | LC Flexible LED stripe. 5050-96-24V-RGB+3000K-3m | LC Flexible LED stripe. 5050-96-24V-RGB+3000K-3m |  | Import Automatique |  | 109 | [6 empty] | 1 | 1 | 0 | [7 empty] | KG |  | CM |  | CM |  | CM |  | CM2 |  | CM3 |  |  | 0
LCT840214 |  | LC Flexible LED stripe. 5050-96-24V-RGB+4200K-3m | LC Flexible LED stripe. 5050-96-24V-RGB+4200K-3m |  | Import Automatique |  | 109 | [6 empty] | 1 | 1 | 0 | [7 empty] | KG |  | CM |  | CM |  | CM |  | CM2 |  | CM3 |  |  | 0
LCT840215 |  | LC Flexible LED stripe. 5050-96-24V-RGB+6200K-3m | LC Flexible LED stripe. 5050-96-24V-RGB+6200K-3m |  | Import Automatique |  | 109 | [6 empty] | 1 | 1 | 0 | [7 empty] | KG |  | CM |  | CM |  | CM |  | CM2 |  | CM3 |  |  | 0
LCT840216 |  | LC Flexible LED stripe. 5050-96-24V-RGB+4200K-5m | LC Flexible LED stripe. 5050-96-24V-RGB+4200K-5m |  | Import Automatique |  | 169 | [6 empty] | 1 | 1 | 0 | [7 empty] | KG |  | CM |  | CM |  | CM |  | CM2 |  | CM3 |  |  | 0
LCT840217 |  | LC Flexible LED stripe. 5050-96-24V-RGB+6200K-5m | LC Flexible LED stripe. 5050-96-24V-RGB+6200K-5m |  | Import Automatique |  | 169 | [6 empty] | 1 | 1 | 0 | [7 empty] | KG |  | CM |  | CM |  | CM |  | CM2 |  | CM3 |  |  | 0
LCT840218 |  | LC Flexible LED stripe. 5050-96-24V-RGB+4200K-5m-silicon | LC Flexible LED stripe. 5050-96-24V-RGB+4200K-5m-silicon |  | Import Automatique |  | 199 | [6 empty] | 1 | 1 | 0 | [7 empty] | KG |  | CM |  | CM |  | CM |  | CM2 |  | CM3 |  |  | 0
LCT840219 |  | LC Flexible LED stripe. 5050-96-24V-RGB+6200K-5m-silicon | LC Flexible LED stripe. 5050-96-24V-RGB+6200K-5m-silicon |  | Import Automatique |  | 199 | [6 empty] | 1 | 1 | 0 | [7 empty] | KG |  | CM |  | CM |  | CM |  | CM2 |  | CM3 |  |  | 0
LCT840220 |  | LC Flexible LED stripe. 5050-60-24V-RGB+3000K-3m | LC Flexible LED stripe. 5050-60-24V-RGB+3000K-3m |  | Import Automatique |  | 85 | [6 empty] | 1 | 1 | 0 | [7 empty] | KG |  | CM |  | CM |  | CM |  | CM2 |  | CM3 |  |  | 0
LCT840221 |  | LC Flexible LED stripe. 5050-60-24V-RGB+4200K-3m | LC Flexible LED stripe. 5050-60-24V-RGB+4200K-3m |  | Import Automatique |  | 85 | [6 empty] | 1 | 1 | 0 | [7 empty] | KG |  | CM |  | CM |  | CM |  | CM2 |  | CM3 |  |  | 0
LCT840222 |  | LC Flexible LED stripe. 5050-60-24V-RGB+6200K-3m | LC Flexible LED stripe. 5050-60-24V-RGB+6200K-3m |  | Import Automatique |  | 85 | [6 empty] | 1 | 1 | 0 | [7 empty] | KG |  | CM |  | CM |  | CM |  | CM2 |  | CM3 |  |  | 0
LCT840223 |  | LC Flexible LED stripe. 2835-120-24V-2700K-10m | LC Flexible LED stripe. 2835-120-24V-2700K-10m |  | Import Automatique |  | 399 | [6 empty] | 1 | 1 | 0 | [7 empty] | KG |  | CM |  | CM |  | CM |  | CM2 |  | CM3 |  |  | 0
LCT840224 |  | LC Flexible LED stripe. 2835-120-24V-3000K-10m | LC Flexible LED stripe. 2835-120-24V-3000K-10m |  | Import Automatique |  | 399 | [6 empty] | 1 | 1 | 0 | [7 empty] | KG |  | CM |  | CM |  | CM |  | CM2 |  | CM3 |  |  | 0
LCT840225 |  | LC Flexible LED stripe. 2835-120-24V-4000K-10m | LC Flexible LED stripe. 2835-120-24V-4000K-10m |  | Import Automatique |  | 399 | [6 empty] | 1 | 1 | 0 | [7 empty] | KG |  | CM |  | CM |  | CM |  | CM2 |  | CM3 |  |  | 0
LCT840226 |  | LC Flexible LED stripe. 2835-120-24V-6000K-10m | LC Flexible LED stripe. 2835-120-24V-6000K-10m |  | Import Automatique |  | 399 | [6 empty] | 1 | 1 | 0 | [7 empty] | KG |  | CM |  | CM |  | CM |  | CM2 |  | CM3 |  |  | 0
LCT840227 |  | LC Flexible LED stripe. 2835-120-24V-2700K-15m | LC Flexible LED stripe. 2835-120-24V-2700K-15m |  | Import Automatique |  | 499 | [6 empty] | 1 | 1 | 0 | [7 empty] | KG |  | CM |  | CM |  | CM |  | CM2 |  | CM3 |  |  | 0
LCT840228 |  | LC Flexible LED stripe. 2835-120-24V-3000K-15m | LC Flexible LED stripe. 2835-120-24V-3000K-15m |  | Import Automatique |  | 499 | [6 empty] | 1 | 1 | 0 | [7 empty] | KG |  | CM |  | CM |  | CM |  | CM2 |  | CM3 |  |  | 0
LCT840229 |  | LC Flexible LED stripe. 2835-120-24V-4000K-15m | LC Flexible LED stripe. 2835-120-24V-4000K-15m |  | Import Automatique |  | 499 | [6 empty] | 1 | 1 | 0 | [7 empty] | KG |  | CM |  | CM |  | CM |  | CM2 |  | CM3 |  |  | 0
LCT840230 |  | LC Flexible LED stripe. 2835-120-24V-6000K-15m | LC Flexible LED stripe. 2835-120-24V-6000K-15m |  | Import Automatique |  | 499 | [6 empty] | 1 | 1 | 0 | [7 empty] | KG |  | CM |  | CM |  | CM |  | CM2 |  | CM3 |  |  | 0
LCT840231 |  | LC Flexible LED stripe. 3528-120-12V-red-5m | LC Flexible LED stripe. 3528-120-12V-red-5m |  | Import Automatique |  | 99 | [6 empty] | 1 | 1 | 0 | [7 empty] | KG |  | CM |  | CM |  | CM |  | CM2 |  | CM3 |  |  | 0
LCT840232 |  | LC Flexible LED stripe. 3528-120-12V-blue-5m | LC Flexible LED stripe. 3528-120-12V-blue-5m |  | Import Automatique |  | 99 | [6 empty] | 1 | 1 | 0 | [7 empty] | KG |  | CM |  | CM |  | CM |  | CM2 |  | CM3 |  |  | 0
LCT840233 |  | LC Flexible LED stripe. 3528-120-12V-green-5m | LC Flexible LED stripe. 3528-120-12V-green-5m |  | Import Automatique |  | 99 | [6 empty] | 1 | 1 | 0 | [7 empty] | KG |  | CM |  | CM |  | CM |  | CM2 |  | CM3 |  |  | 0
LCT840234 |  | LC Flexible LED stripe. 3528-120-12V-amber-5m | LC Flexible LED stripe. 3528-120-12V-amber-5m |  | Import Automatique |  | 99 | [6 empty] | 1 | 1 | 0 | [7 empty] | KG |  | CM |  | CM |  | CM |  | CM2 |  | CM3 |  |  | 0
LCT840235 |  | LC Flexible LED stripe. 3528-120-12V-pink-5m | LC Flexible LED stripe. 3528-120-12V-pink-5m |  | Import Automatique |  | 99 | [6 empty] | 1 | 1 | 0 | [7 empty] | KG |  | CM |  | CM |  | CM |  | CM2 |  | CM3 |  |  | 0
LCT840236 |  | LC Flexible LED stripe. 5050-60-24V-RGB+3000K-5m | LC Flexible LED stripe. 5050-60-24V-RGB+3000K-5m |  | Import Automatique |  | 139 | [6 empty] | 1 | 1 | 0 | [7 empty] | KG |  | CM |  | CM |  | CM |  | CM2 |  | CM3 |  |  | 0
LCT840237 |  | LC Flexible LED stripe. 5050-60-24V-RGB+4000K-5m | LC Flexible LED stripe. 5050-60-24V-RGB+4000K-5m |  | Import Automatique |  | 139 | [6 empty] | 1 | 1 | 0 | [7 empty] | KG |  | CM |  | CM |  | CM |  | CM2 |  | CM3 |  |  | 0
LCT840238 |  | LC Flexible LED stripe. 5050-60-24V-RGB+6200K-5m | LC Flexible LED stripe. 5050-60-24V-RGB+6200K-5m |  | Import Automatique |  | 139 | [6 empty] | 1 | 1 | 0 | [7 empty] | KG |  | CM |  | CM |  | CM |  | CM2 |  | CM3 |  |  | 0
LCT840240 |  | LC Flexible LED stripe. 5050-60-24V-RGB+4200K-5m-silicon | LC Flexible LED stripe. 5050-60-24V-RGB+4200K-5m-silicon |  | Import Automatique |  | 169 | [6 empty] | 1 | 1 | 0 | [7 empty] | KG |  | CM |  | CM |  | CM |  | CM2 |  | CM3 |  |  | 0
LCT840241 |  | LC Flexible LED stripe. 5050-60-24V-RGB+6200K-5m-silicon | LC Flexible LED stripe. 5050-60-24V-RGB+6200K-5m-silicon |  | Import Automatique |  | 169 | [6 empty] | 1 | 1 | 0 | [7 empty] | KG |  | CM |  | CM |  | CM |  | CM2 |  | CM3 |  |  | 0
LCT840242 |  | LC Flexible LED stripe. 5050-30-12V-2700K-5m-copper | LC Flexible LED stripe. 5050-30-12V-2700K-5m-copper |  | Import Automatique |  | 69 | [6 empty] | 1 | 1 | 0 | [7 empty] | KG |  | CM |  | CM |  | CM |  | CM2 |  | CM3 |  |  | 0
LCT840243 |  | LC Flexible LED stripe. 5050-30-12V-4000K-5m-copper | LC Flexible LED stripe. 5050-30-12V-4000K-5m-copper |  | Import Automatique |  | 69 | [6 empty] | 1 | 1 | 0 | [7 empty] | KG |  | CM |  | CM |  | CM |  | CM2 |  | CM3 |  |  | 0
LCT840244 |  | LC Flexible LED stripe. 5050-30-24V-2700K-5m-copper | LC Flexible LED stripe. 5050-30-24V-2700K-5m-copper |  | Import Automatique |  | 69 | [6 empty] | 1 | 1 | 0 | [7 empty] | KG |  | CM |  | CM |  | CM |  | CM2 |  | CM3 |  |  | 0
LCT840245 |  | LC Flexible LED stripe. 5050-30-24V-4000K-5m-copper | LC Flexible LED stripe. 5050-30-24V-4000K-5m-copper |  | Import Automatique |  | 69 | [6 empty] | 1 | 1 | 0 | [7 empty] | KG |  | CM |  | CM |  | CM |  | CM2 |  | CM3 |  |  | 0
LCT840246 |  | LC Flexible LED stripe. 5050-72-12V-3000K-3m-silicon drop | LC Flexible LED stripe. 5050-72-12V-3000K-3m-silicon drop |  | Import Automatique |  | 129 | [6 empty] | 1 | 1 | 0 | [7 empty] | KG |  | CM |  | CM |  | CM |  | CM2 |  | CM3 |  |  | 0
LCT840247 |  | LC Flexible LED stripe. 5050-30-24V-RGB-10m | LC Flexible LED stripe. 5050-30-24V-RGB-10m |  | Import Automatique |  | 379 | [6 empty] | 1 | 1 | 0 | [7 empty] | KG |  | CM |  | CM |  | CM |  | CM2 |  | CM3 |  |  | 0
LCT840248 |  | LC Flexible LED stripe. 5050-30-24V-RGB-15m | LC Flexible LED stripe. 5050-30-24V-RGB-15m |  | Import Automatique |  | 499 | [6 empty] | 1 | 1 | 0 | [7 empty] | KG |  | CM |  | CM |  | CM |  | CM2 |  | CM3 |  |  | 0
LCT840249 |  | LC Flexible LED stripe. 5050-60-12V-RGB-3m | LC Flexible LED stripe. 5050-60-12V-RGB-3m |  | Import Automatique |  | 79 | [6 empty] | 1 | 1 | 0 | [7 empty] | KG |  | CM |  | CM |  | CM |  | CM2 |  | CM3 |  |  | 0
LCT840250 |  | LC Flexible LED stripe. 5050-60-12V-RGB-5m | LC Flexible LED stripe. 5050-60-12V-RGB-5m |  | Import Automatique |  | 129 | [6 empty] | 1 | 1 | 0 | [7 empty] | KG |  | CM |  | CM |  | CM |  | CM2 |  | CM3 |  |  | 0
LCT840251 |  | LC Flexible LED stripe. 5050-60-12V-RGB-5m-nano | LC Flexible LED stripe. 5050-60-12V-RGB-5m-nano |  | Import Automatique |  | 149 | [6 empty] | 1 | 1 | 0 | [7 empty] | KG |  | CM |  | CM |  | CM |  | CM2 |  | CM3 |  |  | 0
LCT840252 |  | LC Flexible LED stripe. 5050-60-12V-RGB-5m-silicon | LC Flexible LED stripe. 5050-60-12V-RGB-5m-silicon |  | Import Automatique |  | 169 | [6 empty] | 1 | 1 | 0 | [7 empty] | KG |  | CM |  | CM |  | CM |  | CM2 |  | CM3 |  |  | 0
LCT840253 |  | LC Flexible LED stripe. 5050-60-24V-RGB-3m | LC Flexible LED stripe. 5050-60-24V-RGB-3m |  | Import Automatique |  | 79 | [6 empty] | 1 | 1 | 0 | [7 empty] | KG |  | CM |  | CM |  | CM |  | CM2 |  | CM3 |  |  | 0
LCT840254 |  | LC Flexible LED stripe. 5050-60-24V-RGB-5m | LC Flexible LED stripe. 5050-60-24V-RGB-5m |  | Import Automatique |  | 129 | [6 empty] | 1 | 1 | 0 | [7 empty] | KG |  | CM |  | CM |  | CM |  | CM2 |  | CM3 |  |  | 0
LCT840255 |  | LC Flexible LED stripe. 5050-60-24V-RGB-5m-nano | LC Flexible LED stripe. 5050-60-24V-RGB-5m-nano |  | Import Automatique |  | 149 | [6 empty] | 1 | 1 | 0 | [7 empty] | KG |  | CM |  | CM |  | CM |  | CM2 |  | CM3 |  |  | 0
LCT840256 |  | LC Flexible LED stripe. 5050-60-24V-RGB-5m-silicon | LC Flexible LED stripe. 5050-60-24V-RGB-5m-silicon |  | Import Automatique |  | 169 | [6 empty] | 1 | 1 | 0 | [7 empty] | KG |  | CM |  | CM |  | CM |  | CM2 |  | CM3 |  |  | 0
LCT840257 |  | LC Flexible LED stripe. 5050-96-24V-RGB-3m | LC Flexible LED stripe. 5050-96-24V-RGB-3m |  | Import Automatique |  | 99 | [6 empty] | 1 | 1 | 0 | [7 empty] | KG |  | CM |  | CM |  | CM |  | CM2 |  | CM3 |  |  | 0
LCT840258 |  | LC Flexible LED stripe. 5050-72-12V-2700-3m-silicon drop | LC Flexible LED stripe. 5050-72-12V-2700-3m-silicon drop |  | Import Automatique |  | 129 | [6 empty] | 1 | 1 | 0 | [7 empty] | KG |  | CM |  | CM |  | CM |  | CM2 |  | CM3 |  |  | 0
LCT840259 |  | LC Flexible LED stripe. 5050-72-12V-4000-3m-silicon drop | LC Flexible LED stripe. 5050-72-12V-4000-3m-silicon drop |  | Import Automatique |  | 129 | [6 empty] | 1 | 1 | 0 | [7 empty] | KG |  | CM |  | CM |  | CM |  | CM2 |  | CM3 |  |  | 0
LCT840260 |  | LC Flexible LED stripe. 5050-72-12V-6000-3m-silicon drop | LC Flexible LED stripe. 5050-72-12V-6000-3m-silicon drop |  | Import Automatique |  | 129 | [6 empty] | 1 | 1 | 0 | [7 empty] | KG |  | CM |  | CM |  | CM |  | CM2 |  | CM3 |  |  | 0
LCT840261 |  | LC Flexible LED stripe. 5050-60-24V-RGB-3m | LC Flexible LED stripe. 5050-60-24V-RGB-3m |  | Import Automatique |  | 79 | [6 empty] | 1 | 1 | 0 | [7 empty] | KG |  | CM |  | CM |  | CM |  | CM2 |  | CM3 |  |  | 0
LCT840262 |  | LC Flexible LED stripe. 5050-60-24V-RGB-5m | LC Flexible LED stripe. 5050-60-24V-RGB-5m |  | Import Automatique |  | 129 | [6 empty] | 1 | 1 | 0 | [7 empty] | KG |  | CM |  | CM |  | CM |  | CM2 |  | CM3 |  |  | 0
LCT840263 |  | LC Flexible LED stripe. 5050-60-24V-RGB-3m-nano | LC Flexible LED stripe. 5050-60-24V-RGB-3m-nano |  | Import Automatique |  | 99 | [6 empty] | 1 | 1 | 0 | [7 empty] | KG |  | CM |  | CM |  | CM |  | CM2 |  | CM3 |  |  | 0
LCT840264 |  | LC Flexible LED stripe. 5050-60-24V-RGB-5m-nano | LC Flexible LED stripe. 5050-60-24V-RGB-5m-nano |  | Import Automatique |  | 149 | [6 empty] | 1 | 1 | 0 | [7 empty] | KG |  | CM |  | CM |  | CM |  | CM2 |  | CM3 |  |  | 0
LCT840278 |  | LC Flexible LED stripe. 3528-2x120-12V-3000K+6500K-3m | LC Flexible LED stripe. 3528-2x120-12V-3000K+6500K-3m |  | Import Automatique |  | 129 | [6 empty] | 1 | 1 | 0 | [7 empty] | KG |  | CM |  | CM |  | CM |  | CM2 |  | CM3 |  |  | 0
LCT843000 |  | KapegoLED Controller. Art-4 RGBW. constant voltage. dimmable: DMX512. 12-24V DC | KapegoLED Controller. Art-4 RGBW. constant voltage. dimmable: DMX512. 12-24V DC |  | Import Automatique |  | 179 | [6 empty] | 1 | 1 | 0 | [7 empty] | KG |  | CM |  | CM |  | CM |  | CM2 |  | CM3 |  |  | 0
LCT843001 |  | KapegoLED Controller. DMX Touch 16C. constant voltage. dimmable: DMX512. 12-24V DC optional Mini USB | KapegoLED Controller. DMX Touch 16C. constant voltage. dimmable: DMX512. 12-24V DC optional Mini USB |  | Import Automatique |  | 125 | [6 empty] | 1 | 1 | 0 | [7 empty] | KG |  | CM |  | CM |  | CM |  | CM2 |  | CM3 |  |  | 0
LCT843003 |  | KapegoLED Controller. Art-9 RGBW. constant voltage. dimmable: DMX512. 12-24V DC | KapegoLED Controller. Art-9 RGBW. constant voltage. dimmable: DMX512. 12-24V DC |  | Import Automatique |  | 199 | [6 empty] | 1 | 1 | 0 | [7 empty] | KG |  | CM |  | CM |  | CM |  | CM2 |  | CM3 |  |  | 0
LCT843004 |  | KapegoLED Controller. Touch 16CH Pro. constant voltage. dimmable: DMX512. 12-24V DC | KapegoLED Controller. Touch 16CH Pro. constant voltage. dimmable: DMX512. 12-24V DC |  | Import Automatique |  | 299 | [6 empty] | 1 | 1 | 0 | [7 empty] | KG |  | CM |  | CM |  | CM |  | CM2 |  | CM3 |  |  | 0
LCT843005 |  | KapegoLED Controller. TC-2. constant voltage. dimmable: DMX512 und 0-10V. 12-24V DC. 1.50 W | KapegoLED Controller. TC-2. constant voltage. dimmable: DMX512 und 0-10V. 12-24V DC. 1.50 W |  | Import Automatique |  | 179 | [6 empty] | 1 | 1 | 0 | [7 empty] | KG |  | CM |  | CM |  | CM |  | CM2 |  | CM3 |  |  | 0
LCT843006 |  | Botex Controller. DMX SDC-16. dimmable: DMX512. 220-240V AC/50-60Hz | Botex Controller. DMX SDC-16. dimmable: DMX512. 220-240V AC/50-60Hz |  | Import Automatique |  | 249 | [6 empty] | 1 | 1 | 0 | [7 empty] | KG |  | CM |  | CM |  | CM |  | CM2 |  | CM3 |  |  | 0
LCT843013 |  | accesory / spare part. wall holding remote RF. length: 51 mm. width: 26 mm. height: 79 mm | accesory / spare part. wall holding remote RF. length: 51 mm. width: 26 mm. height: 79 mm |  | Import Automatique |  | 12.5 | [6 empty] | 1 | 1 | 0 | [7 empty] | KG |  | CM |  | CM |  | CM |  | CM2 |  | CM3 |  |  | 0
LCT843014 |  | KapegoLED Controller. touch remote RF Single | KapegoLED Controller. touch remote RF Single |  | Import Automatique |  | 25 | [6 empty] | 1 | 1 | 0 | [7 empty] | KG |  | CM |  | CM |  | CM |  | CM2 |  | CM3 |  |  | 0
LCT843015 |  | KapegoLED Controller. touch remote RF White | KapegoLED Controller. touch remote RF White |  | Import Automatique |  | 25 | [6 empty] | 1 | 1 | 0 | [7 empty] | KG |  | CM |  | CM |  | CM |  | CM2 |  | CM3 |  |  | 0
LCT843016 |  | KapegoLED Controller. touch remote RF Color | KapegoLED Controller. touch remote RF Color |  | Import Automatique |  | 25 | [6 empty] | 1 | 1 | 0 | [7 empty] | KG |  | CM |  | CM |  | CM |  | CM2 |  | CM3 |  |  | 0
LCT843017 |  | KapegoLED Controller. touch remote RF Color + White | KapegoLED Controller. touch remote RF Color + White |  | Import Automatique |  | 30 | [6 empty] | 1 | 1 | 0 | [7 empty] | KG |  | CM |  | CM |  | CM |  | CM2 |  | CM3 |  |  | 0
LCT843018 |  | KapegoLED Controller. Touchpanel RF Single. 220-240V AC/50-60Hz. 2.00 W | KapegoLED Controller. Touchpanel RF Single. 220-240V AC/50-60Hz. 2.00 W |  | Import Automatique |  | 85 | [6 empty] | 1 | 1 | 0 | [7 empty] | KG |  | CM |  | CM |  | CM |  | CM2 |  | CM3 |  |  | 0
LCT843019 |  | KapegoLED Controller. Touchpanel RF White. 220-240V AC/50-60Hz. 2.00 W | KapegoLED Controller. Touchpanel RF White. 220-240V AC/50-60Hz. 2.00 W |  | Import Automatique |  | 85 | [6 empty] | 1 | 1 | 0 | [7 empty] | KG |  | CM |  | CM |  | CM |  | CM2 |  | CM3 |  |  | 0
LCT843020 |  | KapegoLED Controller. Touchpanel RF Color. 220-240V AC/50-60Hz. 2.00 W | KapegoLED Controller. Touchpanel RF Color. 220-240V AC/50-60Hz. 2.00 W |  | Import Automatique |  | 85 | [6 empty] | 1 | 1 | 0 | [7 empty] | KG |  | CM |  | CM |  | CM |  | CM2 |  | CM3 |  |  | 0
LCT843021 |  | KapegoLED Controller. Touchpanel RF Color + White. 220-240V AC/50-60Hz. 2.00 W | KapegoLED Controller. Touchpanel RF Color + White. 220-240V AC/50-60Hz. 2.00 W |  | Import Automatique |  | 89 | [6 empty] | 1 | 1 | 0 | [7 empty] | KG |  | CM |  | CM |  | CM |  | CM2 |  | CM3 |  |  | 0
LCT843022 |  | KapegoLED Controller. RF Single Remote. constant voltage. dimmable: Funkfernbedienung. 12-24V DC. ma | KapegoLED Controller. RF Single Remote. constant voltage. dimmable: Funkfernbedienung. 12-24V DC. ma |  | Import Automatique |  | 99 | [6 empty] | 1 | 1 | 0 | [7 empty] | KG |  | CM |  | CM |  | CM |  | CM2 |  | CM3 |  |  | 0
LCT843023 |  | KapegoLED Controller. RF White Remote. constant voltage. dimmable: Funkfernbedienung. 12-24V DC. max | KapegoLED Controller. RF White Remote. constant voltage. dimmable: Funkfernbedienung. 12-24V DC. max |  | Import Automatique |  | 99 | [6 empty] | 1 | 1 | 0 | [7 empty] | KG |  | CM |  | CM |  | CM |  | CM2 |  | CM3 |  |  | 0
LCT843024 |  | KapegoLED Controller. RF Color Remote. constant voltage. dimmable: Funkfernbedienung. 12-24V DC. max | KapegoLED Controller. RF Color Remote. constant voltage. dimmable: Funkfernbedienung. 12-24V DC. max |  | Import Automatique |  | 99 | [6 empty] | 1 | 1 | 0 | [7 empty] | KG |  | CM |  | CM |  | CM |  | CM2 |  | CM3 |  |  | 0
LCT843025 |  | KapegoLED Controller. RF RGB + White Remote. constant voltage. dimmable: Funkfernbedienung. 12-24V D | KapegoLED Controller. RF RGB + White Remote. constant voltage. dimmable: Funkfernbedienung. 12-24V D |  | Import Automatique |  | 109 | [6 empty] | 1 | 1 | 0 | [7 empty] | KG |  | CM |  | CM |  | CM |  | CM2 |  | CM3 |  |  | 0
LCT843029 |  | GLT Controller. GLT Control SC-2448 | GLT Controller. GLT Control SC-2448 |  | Import Automatique |  | 599 | [6 empty] | 1 | 1 | 0 | [7 empty] | KG |  | CM |  | CM |  | CM |  | CM2 |  | CM3 |  |  | 0
LCT843031 |  | KapegoLED Controller. RF Wifi Box II 2.4 GHz. constant voltage. dimmable: Wifi App. 110-240V AC/50-6 | KapegoLED Controller. RF Wifi Box II 2.4 GHz. constant voltage. dimmable: Wifi App. 110-240V AC/50-6 |  | Import Automatique |  | 72.5 | [6 empty] | 1 | 1 | 0 | [7 empty] | KG |  | CM |  | CM |  | CM |  | CM2 |  | CM3 |  |  | 0
LCT843101 |  | KapegoLED Controller. XS-Pro Single Color. constant voltage. dimmable: IR-Fernbedienung. 12-24V DC. | KapegoLED Controller. XS-Pro Single Color. constant voltage. dimmable: IR-Fernbedienung. 12-24V DC. |  | Import Automatique |  | 45 | [6 empty] | 1 | 1 | 0 | [7 empty] | KG |  | CM |  | CM |  | CM |  | CM2 |  | CM3 |  |  | 0
LCT843102 |  | KapegoLED Controller. XS-Pro White Color. constant voltage. dimmable: IR-Fernbedienung. 12-24V DC. 3 | KapegoLED Controller. XS-Pro White Color. constant voltage. dimmable: IR-Fernbedienung. 12-24V DC. 3 |  | Import Automatique |  | 45 | [6 empty] | 1 | 1 | 0 | [7 empty] | KG |  | CM |  | CM |  | CM |  | CM2 |  | CM3 |  |  | 0
LCT843108 |  | Bulb. LED E27 RF White. 220-240V AC/50-60Hz. E27. power / power consumption: 6.00 W / 7.50 W | Bulb. LED E27 RF White. 220-240V AC/50-60Hz. E27. power / power consumption: 6.00 W / 7.50 W |  | Import Automatique |  | 49 | [6 empty] | 1 | 1 | 0 | [7 empty] | KG |  | CM |  | CM |  | CM |  | CM2 |  | CM3 |  |  | 0
LCT843147 |  | Bulb. LED E27 RF Single. 220-240V AC/50-60Hz. E27. power / power consumption: 8.00 W / 7.50 W | Bulb. LED E27 RF Single. 220-240V AC/50-60Hz. E27. power / power consumption: 8.00 W / 7.50 W |  | Import Automatique |  | 52 | [6 empty] | 1 | 1 | 0 | [7 empty] | KG |  | CM |  | CM |  | CM |  | CM2 |  | CM3 |  |  | 0
LCT843151 |  | KapegoLED Controller. RF Single. constant voltage. dimmable: Funkfernbedienung. 12-24V DC. max. 15 A | KapegoLED Controller. RF Single. constant voltage. dimmable: Funkfernbedienung. 12-24V DC. max. 15 A |  | Import Automatique |  | 89 | [6 empty] | 1 | 1 | 0 | [7 empty] | KG |  | CM |  | CM |  | CM |  | CM2 |  | CM3 |  |  | 0
LCT843152 |  | KapegoLED Controller. RF White. constant voltage. dimmable: Funkfernbedienung. 12-24V DC. max. 15 A. | KapegoLED Controller. RF White. constant voltage. dimmable: Funkfernbedienung. 12-24V DC. max. 15 A. |  | Import Automatique |  | 89 | [6 empty] | 1 | 1 | 0 | [7 empty] | KG |  | CM |  | CM |  | CM |  | CM2 |  | CM3 |  |  | 0
LCT843153 |  | KapegoLED Controller. RF Color. constant voltage. dimmable: Funkfernbedienung. 12-24V DC. max. 15A. | KapegoLED Controller. RF Color. constant voltage. dimmable: Funkfernbedienung. 12-24V DC. max. 15A. |  | Import Automatique |  | 89 | [6 empty] | 1 | 1 | 0 | [7 empty] | KG |  | CM |  | CM |  | CM |  | CM2 |  | CM3 |  |  | 0
LCT843154 |  | KapegoLED Controller. RF Color + White. constant voltage. dimmable: Funkfernbedienung. 12-24V DC. 36 | KapegoLED Controller. RF Color + White. constant voltage. dimmable: Funkfernbedienung. 12-24V DC. 36 |  | Import Automatique |  | 99 | [6 empty] | 1 | 1 | 0 | [7 empty] | KG |  | CM |  | CM |  | CM |  | CM2 |  | CM3 |  |  | 0
LCT843213 |  | LC Flexible LED stripe. 5050-30-12V-RGB-5m | LC Flexible LED stripe. 5050-30-12V-RGB-5m |  | Import Automatique |  | 75 | [6 empty] | 1 | 1 | 0 | [7 empty] | KG |  | CM |  | CM |  | CM |  | CM2 |  | CM3 |  |  | 0
LCT843246 |  | LC Flexible LED stripe. 5050-30-24V-RGB-5m | LC Flexible LED stripe. 5050-30-24V-RGB-5m |  | Import Automatique |  | 75 | [6 empty] | 1 | 1 | 0 | [7 empty] | KG |  | CM |  | CM |  | CM |  | CM2 |  | CM3 |  |  | 0
LCT843253 |  | accesory / spare part. connection cable. length: 500 mm | accesory / spare part. connection cable. length: 500 mm |  | Import Automatique |  | 3.25 | [6 empty] | 1 | 1 | 0 | [7 empty] | KG |  | CM |  | CM |  | CM |  | CM2 |  | CM3 |  |  | 0
LCT843254 |  | accesory / spare part. connection cable. length: 1000 mm | accesory / spare part. connection cable. length: 1000 mm |  | Import Automatique |  | 3.5 | [6 empty] | 1 | 1 | 0 | [7 empty] | KG |  | CM |  | CM |  | CM |  | CM2 |  | CM3 |  |  | 0
LCT843255 |  | accesory / spare part. connection cable. length: 2000 mm | accesory / spare part. connection cable. length: 2000 mm |  | Import Automatique |  | 5 | [6 empty] | 1 | 1 | 0 | [7 empty] | KG |  | CM |  | CM |  | CM |  | CM2 |  | CM3 |  |  | 0
LCT843257 |  | accesory / spare part. spare clip set | accesory / spare part. spare clip set |  | Import Automatique |  | 2.5 | [6 empty] | 1 | 1 | 0 | [7 empty] | KG |  | CM |  | CM |  | CM |  | CM2 |  | CM3 |  |  | 0
LCT843258 |  | accesory / spare part. connection cable RGB. length: 300 mm | accesory / spare part. connection cable RGB. length: 300 mm |  | Import Automatique |  | 2.25 | [6 empty] | 1 | 1 | 0 | [7 empty] | KG |  | CM |  | CM |  | CM |  | CM2 |  | CM3 |  |  | 0
LCT843259 |  | accesory / spare part. connection cable RGB. length: 300 mm | accesory / spare part. connection cable RGB. length: 300 mm |  | Import Automatique |  | 2.25 | [6 empty] | 1 | 1 | 0 | [7 empty] | KG |  | CM |  | CM |  | CM |  | CM2 |  | CM3 |  |  | 0
LCT843260 |  | accesory / spare part. connection cable RGB. length: 500 mm | accesory / spare part. connection cable RGB. length: 500 mm |  | Import Automatique |  | 2.5 | [6 empty] | 1 | 1 | 0 | [7 empty] | KG |  | CM |  | CM |  | CM |  | CM2 |  | CM3 |  |  | 0
LCT843261 |  | accesory / spare part. connection cable LED tube. length: 1000 mm | accesory / spare part. connection cable LED tube. length: 1000 mm |  | Import Automatique |  | 3 | [6 empty] | 1 | 1 | 0 | [7 empty] | KG |  | CM |  | CM |  | CM |  | CM2 |  | CM3 |  |  | 0
LCT843262 |  | accesory / spare part. connection cable LED tube. length: 2000 mm | accesory / spare part. connection cable LED tube. length: 2000 mm |  | Import Automatique |  | 5 | [6 empty] | 1 | 1 | 0 | [7 empty] | KG |  | CM |  | CM |  | CM |  | CM2 |  | CM3 |  |  | 0
LCT843266 |  | accesory / spare part. connection cable. length: 300 mm | accesory / spare part. connection cable. length: 300 mm |  | Import Automatique |  | 3 | [6 empty] | 1 | 1 | 0 | [7 empty] | KG |  | CM |  | CM |  | CM |  | CM2 |  | CM3 |  |  | 0
LCT843267 |  | accesory / spare part. extension cable. length: 300 mm | accesory / spare part. extension cable. length: 300 mm |  | Import Automatique |  | 3 | [6 empty] | 1 | 1 | 0 | [7 empty] | KG |  | CM |  | CM |  | CM |  | CM2 |  | CM3 |  |  | 0
LCT843268 |  | KapegoLED Controller. OLED Dimmer 3. constant voltage. dimmable: DMX512. 12-24V DC. 432.00 W | KapegoLED Controller. OLED Dimmer 3. constant voltage. dimmable: DMX512. 12-24V DC. 432.00 W |  | Import Automatique |  | 75 | [6 empty] | 1 | 1 | 0 | [7 empty] | KG |  | CM |  | CM |  | CM |  | CM2 |  | CM3 |  |  | 0
LCT843269 |  | KapegoLED Controller. OLED Dimmer 4. constant voltage. dimmable: DMX512. 12-24V DC. 480.00 W | KapegoLED Controller. OLED Dimmer 4. constant voltage. dimmable: DMX512. 12-24V DC. 480.00 W |  | Import Automatique |  | 85 | [6 empty] | 1 | 1 | 0 | [7 empty] | KG |  | CM |  | CM |  | CM |  | CM2 |  | CM3 |  |  | 0
LCT843273 |  | KapegoLED Controller. Dimmer R-DMX 3+1. constant voltage. dimmable: DMX512. 12-24V DC. 16 A. 384.00 | KapegoLED Controller. Dimmer R-DMX 3+1. constant voltage. dimmable: DMX512. 12-24V DC. 16 A. 384.00 |  | Import Automatique |  | 69 | [6 empty] | 1 | 1 | 0 | [7 empty] | KG |  | CM |  | CM |  | CM |  | CM2 |  | CM3 |  |  | 0
LCT843274 |  | KapegoLED Power supply unit. HV DMX 12V/135W. constant voltage. dimmable: DMX512. 100-240V AC/50-60H | KapegoLED Power supply unit. HV DMX 12V/135W. constant voltage. dimmable: DMX512. 100-240V AC/50-60H |  | Import Automatique |  | 149 | [6 empty] | 1 | 1 | 0 | [7 empty] | KG |  | CM |  | CM |  | CM |  | CM2 |  | CM3 |  |  | 0
LCT843275 |  | KapegoLED Power supply unit. HV DMX 24V/135W. constant voltage. dimmable: DMX512. 100-240V AC/50-60H | KapegoLED Power supply unit. HV DMX 24V/135W. constant voltage. dimmable: DMX512. 100-240V AC/50-60H |  | Import Automatique |  | 149 | [6 empty] | 1 | 1 | 0 | [7 empty] | KG |  | CM |  | CM |  | CM |  | CM2 |  | CM3 |  |  | 0
LCT843276 |  | KapegoLED Power supply unit. DMC-40W DALI Integration DALI networks. constant current. dimmable: Da | KapegoLED Power supply unit. DMC-40W DALI Integration DALI networks. constant current. dimmable: Da |  | Import Automatique |  | 69 | [6 empty] | 1 | 1 | 0 | [7 empty] | KG |  | CM |  | CM |  | CM |  | CM2 |  | CM3 |  |  | 0
LCT843277 |  | KapegoLED Power supply unit. DCV-12V/40W Integration DALI-networks. constant voltage. dimmable: Dali | KapegoLED Power supply unit. DCV-12V/40W Integration DALI-networks. constant voltage. dimmable: Dali |  | Import Automatique |  | 69 | [6 empty] | 1 | 1 | 0 | [7 empty] | KG |  | CM |  | CM |  | CM |  | CM2 |  | CM3 |  |  | 0
LCT843278 |  | KapegoLED Power supply unit. DCV-24V/40W Integration DALI networks. constant voltage. dimmable: Dali | KapegoLED Power supply unit. DCV-24V/40W Integration DALI networks. constant voltage. dimmable: Dali |  | Import Automatique |  | 69 | [6 empty] | 1 | 1 | 0 | [7 empty] | KG |  | CM |  | CM |  | CM |  | CM2 |  | CM3 |  |  | 0
LCT843313 |  | GLT Controller. DMX LED commander. dimmable: DMX512. 220-240V AC/50-60Hz | GLT Controller. DMX LED commander. dimmable: DMX512. 220-240V AC/50-60Hz |  | Import Automatique |  | 299 | [6 empty] | 1 | 1 | 0 | [7 empty] | KG |  | CM |  | CM |  | CM |  | CM2 |  | CM3 |  |  | 0
LCT843335 |  | KapegoLED Controller. LED Dimmer 3. constant voltage. dimmable: DMX512. 12-24V DC. 288.00 W | KapegoLED Controller. LED Dimmer 3. constant voltage. dimmable: DMX512. 12-24V DC. 288.00 W |  | Import Automatique |  | 70 | [6 empty] | 1 | 1 | 0 | [7 empty] | KG |  | CM |  | CM |  | CM |  | CM2 |  | CM3 |  |  | 0
LCT843336 |  | KapegoLED Controller. LED Dimmer 2. constant voltage. dimmable: DMX512 und 0-10V. 12-24V DC. 288.00 | KapegoLED Controller. LED Dimmer 2. constant voltage. dimmable: DMX512 und 0-10V. 12-24V DC. 288.00 |  | Import Automatique |  | 65 | [6 empty] | 1 | 1 | 0 | [7 empty] | KG |  | CM |  | CM |  | CM |  | CM2 |  | CM3 |  |  | 0
LCT843337 |  | KapegoLED Controller. LED Dimmer 4. constant voltage. dimmable: DMX512. 12-24V DC. 288.00 W | KapegoLED Controller. LED Dimmer 4. constant voltage. dimmable: DMX512. 12-24V DC. 288.00 W |  | Import Automatique |  | 75 | [6 empty] | 1 | 1 | 0 | [7 empty] | KG |  | CM |  | CM |  | CM |  | CM2 |  | CM3 |  |  | 0
LCT843338 |  | KapegoLED Controller. switch converter SC-104. constant voltage. dimmable: 1-10V. 15-36V DC | KapegoLED Controller. switch converter SC-104. constant voltage. dimmable: 1-10V. 15-36V DC |  | Import Automatique |  | 59 | [6 empty] | 1 | 1 | 0 | [7 empty] | KG |  | CM |  | CM |  | CM |  | CM2 |  | CM3 |  |  | 0
LCT843339 |  | KapegoLED Controller. Dimmer 350CC. constant current. dimmable: DMX512 und 1-10V. 12-36V DC. 24-36V | KapegoLED Controller. Dimmer 350CC. constant current. dimmable: DMX512 und 1-10V. 12-36V DC. 24-36V |  | Import Automatique |  | 79 | [6 empty] | 1 | 1 | 0 | [7 empty] | KG |  | CM |  | CM |  | CM |  | CM2 |  | CM3 |  |  | 0
LCT845862 |  | accesory / spare part. connection cable RGB LED Tube. length: 500 mm | accesory / spare part. connection cable RGB LED Tube. length: 500 mm |  | Import Automatique |  | 2.5 | [6 empty] | 1 | 1 | 0 | [7 empty] | KG |  | CM |  | CM |  | CM |  | CM2 |  | CM3 |  |  | 0
LCT846008 |  | KapegoLED LED Mixit Set. RF 3528-300-2700K-2.5m | KapegoLED LED Mixit Set. RF 3528-300-2700K-2.5m |  | Import Automatique |  | 105 | [6 empty] | 1 | 1 | 0 | [7 empty] | KG |  | CM |  | CM |  | CM |  | CM2 |  | CM3 |  |  | 0
LCT846009 |  | KapegoLED LED Mixit Set. RF 3528-480-2700K-4.0m | KapegoLED LED Mixit Set. RF 3528-480-2700K-4.0m |  | Import Automatique |  | 145 | [6 empty] | 1 | 1 | 0 | [7 empty] | KG |  | CM |  | CM |  | CM |  | CM2 |  | CM3 |  |  | 0
LCT846010 |  | KapegoLED LED Mixit Set. RF 3528-300-2700-6500K-2.5m | KapegoLED LED Mixit Set. RF 3528-300-2700-6500K-2.5m |  | Import Automatique |  | 105 | [6 empty] | 1 | 1 | 0 | [7 empty] | KG |  | CM |  | CM |  | CM |  | CM2 |  | CM3 |  |  | 0
LCT846011 |  | KapegoLED LED Mixit Set. RF 3528-480-2700-6500K-4.0m | KapegoLED LED Mixit Set. RF 3528-480-2700-6500K-4.0m |  | Import Automatique |  | 145 | [6 empty] | 1 | 1 | 0 | [7 empty] | KG |  | CM |  | CM |  | CM |  | CM2 |  | CM3 |  |  | 0
LCT846012 |  | KapegoLED LED Mixit Set. RF 5050-75-RGB-2.5m-silicone | KapegoLED LED Mixit Set. RF 5050-75-RGB-2.5m-silicone |  | Import Automatique |  | 105 | [6 empty] | 1 | 1 | 0 | [7 empty] | KG |  | CM |  | CM |  | CM |  | CM2 |  | CM3 |  |  | 0
LCT846013 |  | KapegoLED LED Mixit Set. RF 5050-120-RGB-4.0m-silicone | KapegoLED LED Mixit Set. RF 5050-120-RGB-4.0m-silicone |  | Import Automatique |  | 145 | [6 empty] | 1 | 1 | 0 | [7 empty] | KG |  | CM |  | CM |  | CM |  | CM2 |  | CM3 |  |  | 0
LCT846014 |  | KapegoLED LED Mixit Set. RF 5050-150-RGB+2700K-2.5m | KapegoLED LED Mixit Set. RF 5050-150-RGB+2700K-2.5m |  | Import Automatique |  | 129 | [6 empty] | 1 | 1 | 0 | [7 empty] | KG |  | CM |  | CM |  | CM |  | CM2 |  | CM3 |  |  | 0
LCT846015 |  | KapegoLED LED Mixit Set. RF 5050-240-RGB+2700K-4.0m | KapegoLED LED Mixit Set. RF 5050-240-RGB+2700K-4.0m |  | Import Automatique |  | 165 | [6 empty] | 1 | 1 | 0 | [7 empty] | KG |  | CM |  | CM |  | CM |  | CM2 |  | CM3 |  |  | 0
LCT847008 |  | LED Bar / Tube. 2835. 2835 SMD 2800. SMD. warmwhite. 24V DC. power / power consumption: 7.00 W / 7.0 | LED Bar / Tube. 2835. 2835 SMD 2800. SMD. warmwhite. 24V DC. power / power consumption: 7.00 W / 7.0 |  | Import Automatique |  | 39 | [6 empty] | 1 | 1 | 0 | [7 empty] | KG |  | CM |  | CM |  | CM |  | CM2 |  | CM3 |  |  | 0
LCT847009 |  | LED Bar / Tube. 2835. 2835 SMD 2800. SMD. warmwhite. 24V DC. power / power consumption: 10.50 W / 10 | LED Bar / Tube. 2835. 2835 SMD 2800. SMD. warmwhite. 24V DC. power / power consumption: 10.50 W / 10 |  | Import Automatique |  | 59 | [6 empty] | 1 | 1 | 0 | [7 empty] | KG |  | CM |  | CM |  | CM |  | CM2 |  | CM3 |  |  | 0
LCT847012 |  | LED Bar / Tube. 5050. 5050 SMD RGB. SMD. RGB. 24V DC. power / power consumption: 11.00 W / 11.00 W | LED Bar / Tube. 5050. 5050 SMD RGB. SMD. RGB. 24V DC. power / power consumption: 11.00 W / 11.00 W |  | Import Automatique |  | 39 | [6 empty] | 1 | 1 | 0 | [7 empty] | KG |  | CM |  | CM |  | CM |  | CM2 |  | CM3 |  |  | 0
LCT847013 |  | LED Bar / Tube. 5050. 5050 SMD RGB. SMD. RGB. 24V DC. power / power consumption: 16.00 W / 16.00 W | LED Bar / Tube. 5050. 5050 SMD RGB. SMD. RGB. 24V DC. power / power consumption: 16.00 W / 16.00 W |  | Import Automatique |  | 59 | [6 empty] | 1 | 1 | 0 | [7 empty] | KG |  | CM |  | CM |  | CM |  | CM2 |  | CM3 |  |  | 0
LCT848000 |  | Modular system. Modul 2835CW 1.5W 12V (20x). 2835. SMD. coldwhite. 12V DC. power / power consumption | Modular system. Modul 2835CW 1.5W 12V (20x). 2835. SMD. coldwhite. 12V DC. power / power consumption |  | Import Automatique |  | 59 | [6 empty] | 1 | 1 | 0 | [7 empty] | KG |  | CM |  | CM |  | CM |  | CM2 |  | CM3 |  |  | 0
LCT848001 |  | Modular system. Modul 5050RGB 0.72W 12V (20x). 5050. SMD. RGB. 12V DC. power / power consumption: 14 | Modular system. Modul 5050RGB 0.72W 12V (20x). 5050. SMD. RGB. 12V DC. power / power consumption: 14 |  | Import Automatique |  | 59 | [6 empty] | 1 | 1 | 0 | [7 empty] | KG |  | CM |  | CM |  | CM |  | CM2 |  | CM3 |  |  | 0
LCT848003 |  | Modular system. Modular Panel II 2x2. 5050. SMD. warmwhite. 24V DC. power / power consumption: 1.50 | Modular system. Modular Panel II 2x2. 5050. SMD. warmwhite. 24V DC. power / power consumption: 1.50 |  | Import Automatique |  | 20 | [6 empty] | 1 | 1 | 0 | [7 empty] | KG |  | CM |  | CM |  | CM |  | CM2 |  | CM3 |  |  | 0
LCT848004 |  | Modular system. Modular Panel II 2x2. 5050. SMD. coldwhite. 24V DC. power / power consumption: 1.50 | Modular system. Modular Panel II 2x2. 5050. SMD. coldwhite. 24V DC. power / power consumption: 1.50 |  | Import Automatique |  | 20 | [6 empty] | 1 | 1 | 0 | [7 empty] | KG |  | CM |  | CM |  | CM |  | CM2 |  | CM3 |  |  | 0
LCT848005 |  | Modular system. Modular Panel II 2x2. 5050. SMD. RGB. 24V DC. power / power consumption: 1.50 W / 1. | Modular system. Modular Panel II 2x2. 5050. SMD. RGB. 24V DC. power / power consumption: 1.50 W / 1. |  | Import Automatique |  | 20 | [6 empty] | 1 | 1 | 0 | [7 empty] | KG |  | CM |  | CM |  | CM |  | CM2 |  | CM3 |  |  | 0
LCT848006 |  | Modular system. Modular Panel II 4x4. 5050. SMD. warmwhite. 24V DC. power / power consumption: 5.50 | Modular system. Modular Panel II 4x4. 5050. SMD. warmwhite. 24V DC. power / power consumption: 5.50 |  | Import Automatique |  | 35 | [6 empty] | 1 | 1 | 0 | [7 empty] | KG |  | CM |  | CM |  | CM |  | CM2 |  | CM3 |  |  | 0
LCT848007 |  | Modular system. Modular Panel II 4x4. 5050. SMD. coldwhite. 24V DC. power / power consumption: 5.50 | Modular system. Modular Panel II 4x4. 5050. SMD. coldwhite. 24V DC. power / power consumption: 5.50 |  | Import Automatique |  | 35 | [6 empty] | 1 | 1 | 0 | [7 empty] | KG |  | CM |  | CM |  | CM |  | CM2 |  | CM3 |  |  | 0
LCT848008 |  | Modular system. Modular Panel II 4x4. 5050. SMD. RGB. 24V DC. power / power consumption: 5.50 W / 5. | Modular system. Modular Panel II 4x4. 5050. SMD. RGB. 24V DC. power / power consumption: 5.50 W / 5. |  | Import Automatique |  | 35 | [6 empty] | 1 | 1 | 0 | [7 empty] | KG |  | CM |  | CM |  | CM |  | CM2 |  | CM3 |  |  | 0
LCT848009 |  | Modular system. Modular Panel Flex. 3528. SMD. warmwhite. 24V DC. power / power consumption: 24.00 W | Modular system. Modular Panel Flex. 3528. SMD. warmwhite. 24V DC. power / power consumption: 24.00 W |  | Import Automatique |  | 89 | [6 empty] | 1 | 1 | 0 | [7 empty] | KG |  | CM |  | CM |  | CM |  | CM2 |  | CM3 |  |  | 0
LCT848010 |  | Modular system. Modular Panel Flex. 3528. SMD. neutral white. 24V DC. power / power consumption: 24. | Modular system. Modular Panel Flex. 3528. SMD. neutral white. 24V DC. power / power consumption: 24. |  | Import Automatique |  | 89 | [6 empty] | 1 | 1 | 0 | [7 empty] | KG |  | CM |  | CM |  | CM |  | CM2 |  | CM3 |  |  | 0
LCT848011 |  | Modular system. Modular Panel Flex. 3528. SMD. coldwhite. 24V DC. power / power consumption: 24.00 W | Modular system. Modular Panel Flex. 3528. SMD. coldwhite. 24V DC. power / power consumption: 24.00 W |  | Import Automatique |  | 89 | [6 empty] | 1 | 1 | 0 | [7 empty] | KG |  | CM |  | CM |  | CM |  | CM2 |  | CM3 |  |  | 0
LCT848012 |  | Modular system. Modular Panel Flex. 3528. SMD. RGB. 24V DC. power / power consumption: 37.00 W / 37. | Modular system. Modular Panel Flex. 3528. SMD. RGB. 24V DC. power / power consumption: 37.00 W / 37. |  | Import Automatique |  | 109 | [6 empty] | 1 | 1 | 0 | [7 empty] | KG |  | CM |  | CM |  | CM |  | CM2 |  | CM3 |  |  | 0
LCT848013 |  | Modular system. Modular Panel II 6x6. 5050. SMD. warmwhite. 24V DC. power / power consumption: 8.00 | Modular system. Modular Panel II 6x6. 5050. SMD. warmwhite. 24V DC. power / power consumption: 8.00 |  | Import Automatique |  | 69 | [6 empty] | 1 | 1 | 0 | [7 empty] | KG |  | CM |  | CM |  | CM |  | CM2 |  | CM3 |  |  | 0
LCT848014 |  | Modular system. Modular Panel II 6x6. 5050. SMD. coldwhite. 24V DC. power / power consumption: 8.00 | Modular system. Modular Panel II 6x6. 5050. SMD. coldwhite. 24V DC. power / power consumption: 8.00 |  | Import Automatique |  | 69 | [6 empty] | 1 | 1 | 0 | [7 empty] | KG |  | CM |  | CM |  | CM |  | CM2 |  | CM3 |  |  | 0
LCT848015 |  | Modular system. Modular Panel II 6x6. 5050. SMD. RGB. 24V DC. power / power consumption: 9.00 W / 9. | Modular system. Modular Panel II 6x6. 5050. SMD. RGB. 24V DC. power / power consumption: 9.00 W / 9. |  | Import Automatique |  | 69 | [6 empty] | 1 | 1 | 0 | [7 empty] | KG |  | CM |  | CM |  | CM |  | CM2 |  | CM3 |  |  | 0
LCT848016 |  | Modular system. Modular Panel II 2x2 RGB + 3000K. 5050. SMD. RGB + warmwhite. 24V DC. power / power | Modular system. Modular Panel II 2x2 RGB + 3000K. 5050. SMD. RGB + warmwhite. 24V DC. power / power |  | Import Automatique |  | 20 | [6 empty] | 1 | 1 | 0 | [7 empty] | KG |  | CM |  | CM |  | CM |  | CM2 |  | CM3 |  |  | 0
LCT848017 |  | Modular system. Modular Panel II 4x4 RGB + 3000K. 5050. SMD. RGB + warmwhite. 24V DC. power / power | Modular system. Modular Panel II 4x4 RGB + 3000K. 5050. SMD. RGB + warmwhite. 24V DC. power / power |  | Import Automatique |  | 35 | [6 empty] | 1 | 1 | 0 | [7 empty] | KG |  | CM |  | CM |  | CM |  | CM2 |  | CM3 |  |  | 0
LCT848018 |  | Modular system. Modular Panel II 6x6 RGB + 3000K. 5050. SMD. RGB + warmwhite. 24V DC. power / power | Modular system. Modular Panel II 6x6 RGB + 3000K. 5050. SMD. RGB + warmwhite. 24V DC. power / power |  | Import Automatique |  | 69 | [6 empty] | 1 | 1 | 0 | [7 empty] | KG |  | CM |  | CM |  | CM |  | CM2 |  | CM3 |  |  | 0
LCT850013 |  | Built in ceiling lamp. constant voltage. 220-240V AC/50-60Hz. 10.50 W | Built in ceiling lamp. constant voltage. 220-240V AC/50-60Hz. 10.50 W |  | Import Automatique |  | 149 | [6 empty] | 1 | 1 | 0 | [7 empty] | KG |  | CM |  | CM |  | CM |  | CM2 |  | CM3 |  |  | 0
LCT850028 |  | Pendant lamp. Zirkonia with acrylic cover. 220-240V AC/50-60Hz. E27. 1x max. 160.00 W | Pendant lamp. Zirkonia with acrylic cover. 220-240V AC/50-60Hz. E27. 1x max. 160.00 W |  | Import Automatique |  | 125 | [6 empty] | 1 | 1 | 0 | [7 empty] | KG |  | CM |  | CM |  | CM |  | CM2 |  | CM3 |  |  | 0
LCT850043 |  | Built in ceiling lamp. constant voltage. 220-240V AC/50-60Hz. G24q-2. 2x max. 18.00 W | Built in ceiling lamp. constant voltage. 220-240V AC/50-60Hz. G24q-2. 2x max. 18.00 W |  | Import Automatique |  | 49 | [6 empty] | 1 | 1 | 0 | [7 empty] | KG |  | CM |  | CM |  | CM |  | CM2 |  | CM3 |  |  | 0
LCT850044 |  | Built in ceiling lamp. constant voltage. 220-240V AC/50-60Hz. G24q-2. 2x max. 18.00 W | Built in ceiling lamp. constant voltage. 220-240V AC/50-60Hz. G24q-2. 2x max. 18.00 W |  | Import Automatique |  | 49 | [6 empty] | 1 | 1 | 0 | [7 empty] | KG |  | CM |  | CM |  | CM |  | CM2 |  | CM3 |  |  | 0
LCT850049 |  | Built in ceiling lamp. Kardan. constant voltage. 12V AC/DC. G53 / QR111. 1x max. 50.00 W | Built in ceiling lamp. Kardan. constant voltage. 12V AC/DC. G53 / QR111. 1x max. 50.00 W |  | Import Automatique |  | 42 | [6 empty] | 1 | 1 | 0 | [7 empty] | KG |  | CM |  | CM |  | CM |  | CM2 |  | CM3 |  |  | 0
LCT850051 |  | Built in ceiling lamp. Kardan. constant voltage. 12V AC/DC. G53 / QR111. 2x max. 50.00 W | Built in ceiling lamp. Kardan. constant voltage. 12V AC/DC. G53 / QR111. 2x max. 50.00 W |  | Import Automatique |  | 75 | [6 empty] | 1 | 1 | 0 | [7 empty] | KG |  | CM |  | CM |  | CM |  | CM2 |  | CM3 |  |  | 0
LCT850052 |  | Built in ceiling lamp. Kardan. constant voltage. 220-240V AC/50-60Hz. G12. 1x max. 70.00 W | Built in ceiling lamp. Kardan. constant voltage. 220-240V AC/50-60Hz. G12. 1x max. 70.00 W |  | Import Automatique |  | 37 | [6 empty] | 1 | 1 | 0 | [7 empty] | KG |  | CM |  | CM |  | CM |  | CM2 |  | CM3 |  |  | 0
LCT850055 |  | Built in ceiling lamp. Kardan. constant voltage. 220-240V AC/50-60Hz. G12. 2x max. 70.00 W | Built in ceiling lamp. Kardan. constant voltage. 220-240V AC/50-60Hz. G12. 2x max. 70.00 W |  | Import Automatique |  | 88 | [6 empty] | 1 | 1 | 0 | [7 empty] | KG |  | CM |  | CM |  | CM |  | CM2 |  | CM3 |  |  | 0
LCT850100 |  | Built in ceiling lamp. Tura frame for 1 round | Built in ceiling lamp. Tura frame for 1 round |  | Import Automatique |  | 11 | [6 empty] | 1 | 1 | 0 | [7 empty] | KG |  | CM |  | CM |  | CM |  | CM2 |  | CM3 |  |  | 0
LCT850101 |  | Built in ceiling lamp. Tura frame for 1 square | Built in ceiling lamp. Tura frame for 1 square |  | Import Automatique |  | 11 | [6 empty] | 1 | 1 | 0 | [7 empty] | KG |  | CM |  | CM |  | CM |  | CM2 |  | CM3 |  |  | 0
LCT850102 |  | Built in ceiling lamp. Tura frame G12. constant voltage. 220-240V AC/50-60Hz. G12. 1x max. 70.00 W | Built in ceiling lamp. Tura frame G12. constant voltage. 220-240V AC/50-60Hz. G12. 1x max. 70.00 W |  | Import Automatique |  | 32 | [6 empty] | 1 | 1 | 0 | [7 empty] | KG |  | CM |  | CM |  | CM |  | CM2 |  | CM3 |  |  | 0
LCT850103 |  | Built in ceiling lamp. Tura frame ESA 111. constant voltage. 220-240V AC/50-60Hz. GU10 / ES111. 1x m | Built in ceiling lamp. Tura frame ESA 111. constant voltage. 220-240V AC/50-60Hz. GU10 / ES111. 1x m |  | Import Automatique |  | 18 | [6 empty] | 1 | 1 | 0 | [7 empty] | KG |  | CM |  | CM |  | CM |  | CM2 |  | CM3 |  |  | 0
LCT850104 |  | Built in ceiling lamp. Tura frame QR 111. constant voltage. 12V AC/DC. G53 / QR111. 1x max. 75.00 W | Built in ceiling lamp. Tura frame QR 111. constant voltage. 12V AC/DC. G53 / QR111. 1x max. 75.00 W |  | Import Automatique |  | 18 | [6 empty] | 1 | 1 | 0 | [7 empty] | KG |  | CM |  | CM |  | CM |  | CM2 |  | CM3 |  |  | 0
LCT850118 |  | Bulb. energy saving lamp Master PL-L. 220-240V AC/50-60Hz. 2G11. power / power consumption: 55.00 W | Bulb. energy saving lamp Master PL-L. 220-240V AC/50-60Hz. 2G11. power / power consumption: 55.00 W |  | Import Automatique |  | 8 | [6 empty] | 1 | 1 | 0 | [7 empty] | KG |  | CM |  | CM |  | CM |  | CM2 |  | CM3 |  |  | 0
LCT861203 |  | KapegoLED Controller. DMX wall control X-Fade-6 II. dimmable: DMX512 / IR Fernbedienung. 12-24V DC | KapegoLED Controller. DMX wall control X-Fade-6 II. dimmable: DMX512 / IR Fernbedienung. 12-24V DC |  | Import Automatique |  | 179 | [6 empty] | 1 | 1 | 0 | [7 empty] | KG |  | CM |  | CM |  | CM |  | CM2 |  | CM3 |  |  | 0
LCT862007 |  | TCI Power supply unit. Jolly US 32. dimmable: 1-10V. 110-240V AC/50-60Hz. 32.00 W | TCI Power supply unit. Jolly US 32. dimmable: 1-10V. 110-240V AC/50-60Hz. 32.00 W |  | Import Automatique |  | 75 | [6 empty] | 1 | 1 | 0 | [7 empty] | KG |  | CM |  | CM |  | CM |  | CM2 |  | CM3 |  |  | 0
LCT862012 |  | Meanwell Power supply unit. LCM-25DA Integration DALI networks. constant current. dimmable: Dali. 22 | Meanwell Power supply unit. LCM-25DA Integration DALI networks. constant current. dimmable: Dali. 22 |  | Import Automatique |  | 75 | [6 empty] | 1 | 1 | 0 | [7 empty] | KG |  | CM |  | CM |  | CM |  | CM2 |  | CM3 |  |  | 0
LCT862013 |  | Meanwell Power supply unit. LCM-40DA Integration DALI networks. constant current. dimmable: Dali. 22 | Meanwell Power supply unit. LCM-40DA Integration DALI networks. constant current. dimmable: Dali. 22 |  | Import Automatique |  | 85 | [6 empty] | 1 | 1 | 0 | [7 empty] | KG |  | CM |  | CM |  | CM |  | CM2 |  | CM3 |  |  | 0
LCT862014 |  | Meanwell Power supply unit. LCM-60DA Integration DALI networks. constant current. dimmable: Dali. 22 | Meanwell Power supply unit. LCM-60DA Integration DALI networks. constant current. dimmable: Dali. 22 |  | Import Automatique |  | 92 | [6 empty] | 1 | 1 | 0 | [7 empty] | KG |  | CM |  | CM |  | CM |  | CM2 |  | CM3 |  |  | 0
LCT862017 |  | HEP Power supply unit. LBC20W700-1CZ. constant current. dimmable: 1-10V. 110-240V AC/50-60Hz. 18-28V | HEP Power supply unit. LBC20W700-1CZ. constant current. dimmable: 1-10V. 110-240V AC/50-60Hz. 18-28V |  | Import Automatique |  | 35 | [6 empty] | 1 | 1 | 0 | [7 empty] | KG |  | CM |  | CM |  | CM |  | CM2 |  | CM3 |  |  | 0
LCT862022 |  | KapegoLED Power supply unit. D105040NT. constant current. dimmable: Phasenanschnitt oder Phasenabsch | KapegoLED Power supply unit. D105040NT. constant current. dimmable: Phasenanschnitt oder Phasenabsch |  | Import Automatique |  | 55 | [6 empty] | 1 | 1 | 0 | [7 empty] | KG |  | CM |  | CM |  | CM |  | CM2 |  | CM3 |  |  | 0
LCT862030 |  | KapegoLED Power supply unit. MiniD50012NT. constant current. dimmable: Phasenanschnitt oder Phasenab | KapegoLED Power supply unit. MiniD50012NT. constant current. dimmable: Phasenanschnitt oder Phasenab |  | Import Automatique |  | 25 | [6 empty] | 1 | 1 | 0 | [7 empty] | KG |  | CM |  | CM |  | CM |  | CM2 |  | CM3 |  |  | 0
LCT862031 |  | KapegoLED Power supply unit. MiniD35012NT. constant current. dimmable: Phasenanschnitt oder Phasenab | KapegoLED Power supply unit. MiniD35012NT. constant current. dimmable: Phasenanschnitt oder Phasenab |  | Import Automatique |  | 25 | [6 empty] | 1 | 1 | 0 | [7 empty] | KG |  | CM |  | CM |  | CM |  | CM2 |  | CM3 |  |  | 0
LCT862032 |  | KapegoLED Power supply unit. MiniD70012NT. constant current. dimmable: Phasenanschnitt oder Phasenab | KapegoLED Power supply unit. MiniD70012NT. constant current. dimmable: Phasenanschnitt oder Phasenab |  | Import Automatique |  | 25 | [6 empty] | 1 | 1 | 0 | [7 empty] | KG |  | CM |  | CM |  | CM |  | CM2 |  | CM3 |  |  | 0
LCT862037 |  | KapegoLED Power supply unit. Plug in power supply for Mia. constant voltage. 100-240V AC/50-60Hz. 24 | KapegoLED Power supply unit. Plug in power supply for Mia. constant voltage. 100-240V AC/50-60Hz. 24 |  | Import Automatique |  | 13 | [6 empty] | 1 | 1 | 0 | [7 empty] | KG |  | CM |  | CM |  | CM |  | CM2 |  | CM3 |  |  | 0
LCT862038 |  | KapegoLED Power supply unit. Power supply for Mia. constant voltage. 220-240V AC/50-60Hz. 24V DC. 20 | KapegoLED Power supply unit. Power supply for Mia. constant voltage. 220-240V AC/50-60Hz. 24V DC. 20 |  | Import Automatique |  | 23.5 | [6 empty] | 1 | 1 | 0 | [7 empty] | KG |  | CM |  | CM |  | CM |  | CM2 |  | CM3 |  |  | 0
LCT862048 |  | KapegoLED Power supply unit. Flat Power Supply 700mA 6W. constant current. 220-240V AC/50-60Hz. 2-9V | KapegoLED Power supply unit. Flat Power Supply 700mA 6W. constant current. 220-240V AC/50-60Hz. 2-9V |  | Import Automatique |  | 15 | [6 empty] | 1 | 1 | 0 | [7 empty] | KG |  | CM |  | CM |  | CM |  | CM2 |  | CM3 |  |  | 0
LCT862049 |  | KapegoLED Power supply unit. Flat Power Supply 700mA 12W. constant current. 220-240V AC/50-60Hz. 2-1 | KapegoLED Power supply unit. Flat Power Supply 700mA 12W. constant current. 220-240V AC/50-60Hz. 2-1 |  | Import Automatique |  | 18 | [6 empty] | 1 | 1 | 0 | [7 empty] | KG |  | CM |  | CM |  | CM |  | CM2 |  | CM3 |  |  | 0
LCT862050 |  | KapegoLED Power supply unit. Flat Power Supply 700mA 20W. constant current. 220-240V AC/50-60Hz. 2-3 | KapegoLED Power supply unit. Flat Power Supply 700mA 20W. constant current. 220-240V AC/50-60Hz. 2-3 |  | Import Automatique |  | 21 | [6 empty] | 1 | 1 | 0 | [7 empty] | KG |  | CM |  | CM |  | CM |  | CM2 |  | CM3 |  |  | 0
LCT862051 |  | KapegoLED Power supply unit. Dimmable CV Power Supply 12V 25W. constant voltage. dimmable: Phasenans | KapegoLED Power supply unit. Dimmable CV Power Supply 12V 25W. constant voltage. dimmable: Phasenans |  | Import Automatique |  | 39 | [6 empty] | 1 | 1 | 0 | [7 empty] | KG |  | CM |  | CM |  | CM |  | CM2 |  | CM3 |  |  | 0
LCT862052 |  | KapegoLED Power supply unit. Dimmable CV Power Supply 24V 25W. constant voltage. dimmable: Phasenans | KapegoLED Power supply unit. Dimmable CV Power Supply 24V 25W. constant voltage. dimmable: Phasenans |  | Import Automatique |  | 39 | [6 empty] | 1 | 1 | 0 | [7 empty] | KG |  | CM |  | CM |  | CM |  | CM2 |  | CM3 |  |  | 0
LCT862053 |  | KapegoLED Power supply unit. Dimmable CV Power Supply 12V 50W. constant voltage. dimmable: Phasenans | KapegoLED Power supply unit. Dimmable CV Power Supply 12V 50W. constant voltage. dimmable: Phasenans |  | Import Automatique |  | 65 | [6 empty] | 1 | 1 | 0 | [7 empty] | KG |  | CM |  | CM |  | CM |  | CM2 |  | CM3 |  |  | 0
LCT862054 |  | KapegoLED Power supply unit. Dimmable CV Power Supply 24V 50W. constant voltage. dimmable: Phasenans | KapegoLED Power supply unit. Dimmable CV Power Supply 24V 50W. constant voltage. dimmable: Phasenans |  | Import Automatique |  | 65 | [6 empty] | 1 | 1 | 0 | [7 empty] | KG |  | CM |  | CM |  | CM |  | CM2 |  | CM3 |  |  | 0
LCT862055 |  | KapegoLED Power supply unit. Q3-12V-100W. constant voltage. 100-240V AC/50-60Hz. 12V DC. 1200 mA. 83 | KapegoLED Power supply unit. Q3-12V-100W. constant voltage. 100-240V AC/50-60Hz. 12V DC. 1200 mA. 83 |  | Import Automatique |  | 99 | [6 empty] | 1 | 1 | 0 | [7 empty] | KG |  | CM |  | CM |  | CM |  | CM2 |  | CM3 |  |  | 0
LCT862056 |  | KapegoLED Power supply unit. Q3-24V-100W. constant voltage. 100-240V AC/50-60Hz. 24V DC. 1200 mA. 41 | KapegoLED Power supply unit. Q3-24V-100W. constant voltage. 100-240V AC/50-60Hz. 24V DC. 1200 mA. 41 |  | Import Automatique |  | 99 | [6 empty] | 1 | 1 | 0 | [7 empty] | KG |  | CM |  | CM |  | CM |  | CM2 |  | CM3 |  |  | 0
LCT862057 |  | KapegoLED Power supply unit. DALI CC Driver 350mA/20W. constant current. 220-240V AC/50-60Hz. 2-58V | KapegoLED Power supply unit. DALI CC Driver 350mA/20W. constant current. 220-240V AC/50-60Hz. 2-58V |  | Import Automatique |  | 49 | [6 empty] | 1 | 1 | 0 | [7 empty] | KG |  | CM |  | CM |  | CM |  | CM2 |  | CM3 |  |  | 0
LCT862058 |  | KapegoLED Power supply unit. DALI CC Driver 700mA/20W. constant current. 220-240V AC/50-60Hz. 2-28V | KapegoLED Power supply unit. DALI CC Driver 700mA/20W. constant current. 220-240V AC/50-60Hz. 2-28V |  | Import Automatique |  | 49 | [6 empty] | 1 | 1 | 0 | [7 empty] | KG |  | CM |  | CM |  | CM |  | CM2 |  | CM3 |  |  | 0
LCT862068 |  | HEP Power supply unit. HEP LMTC15W350-Z. constant current. dimmable: Phasenanschnitt oder Phasenabsc | HEP Power supply unit. HEP LMTC15W350-Z. constant current. dimmable: Phasenanschnitt oder Phasenabsc |  | Import Automatique |  | 30 | [6 empty] | 1 | 1 | 0 | [7 empty] | KG |  | CM |  | CM |  | CM |  | CM2 |  | CM3 |  |  | 0
LCT862070 |  | HEP Power supply unit. LTC40W900-Z. constant current. 100-240V AC/50-60Hz. 22-44V DC. 900 mA. 40.00 | HEP Power supply unit. LTC40W900-Z. constant current. 100-240V AC/50-60Hz. 22-44V DC. 900 mA. 40.00 |  | Import Automatique |  | 39 | [6 empty] | 1 | 1 | 0 | [7 empty] | KG |  | CM |  | CM |  | CM |  | CM2 |  | CM3 |  |  | 0
LCT862071 |  | Tridonic Power supply unit. LC40W900mA fix CSRSNC. constant current. 220-240V AC/50-60Hz. 30-54V DC. | Tridonic Power supply unit. LC40W900mA fix CSRSNC. constant current. 220-240V AC/50-60Hz. 30-54V DC. |  | Import Automatique |  | 39 | [6 empty] | 1 | 1 | 0 | [7 empty] | KG |  | CM |  | CM |  | CM |  | CM2 |  | CM3 |  |  | 0
LCT862074 |  | KapegoLED Power supply unit. Power supply for Mia. constant voltage. 220-240V AC/50-60Hz. 24V DC. 50 | KapegoLED Power supply unit. Power supply for Mia. constant voltage. 220-240V AC/50-60Hz. 24V DC. 50 |  | Import Automatique |  | 32 | [6 empty] | 1 | 1 | 0 | [7 empty] | KG |  | CM |  | CM |  | CM |  | CM2 |  | CM3 |  |  | 0
LCT862086 |  | KapegoLED Power supply unit. Plug in power supply for Wifi Box II. constant voltage. 100-240V AC/50- | KapegoLED Power supply unit. Plug in power supply for Wifi Box II. constant voltage. 100-240V AC/50- |  | Import Automatique |  | 14.9 | [6 empty] | 1 | 1 | 0 | [7 empty] | KG |  | CM |  | CM |  | CM |  | CM2 |  | CM3 |  |  | 0
LCT862090 |  | KapegoLED Power supply unit. Plug in power supply 24V DC 36W. constant voltage. 220-240V AC/50-60Hz. | KapegoLED Power supply unit. Plug in power supply 24V DC 36W. constant voltage. 220-240V AC/50-60Hz. |  | Import Automatique |  | 26 | [6 empty] | 1 | 1 | 0 | [7 empty] | KG |  | CM |  | CM |  | CM |  | CM2 |  | CM3 |  |  | 0
LCT862091 |  | LC Power supply unit. Dimmable CV Power Supply 12V 100W. constant voltage. dimmable: Phasena | LC Power supply unit. Dimmable CV Power Supply 12V 100W. constant voltage. dimmable: Phasena |  | Import Automatique |  | 129 | [6 empty] | 1 | 1 | 0 | [7 empty] | KG |  | CM |  | CM |  | CM |  | CM2 |  | CM3 |  |  | 0
LCT862092 |  | LC Power supply unit. Dimmable CV Power Supply 24V 100W. constant voltage. dimmable: Phasena | LC Power supply unit. Dimmable CV Power Supply 24V 100W. constant voltage. dimmable: Phasena |  | Import Automatique |  | 129 | [6 empty] | 1 | 1 | 0 | [7 empty] | KG |  | CM |  | CM |  | CM |  | CM2 |  | CM3 |  |  | 0
LCT862093 |  | LC Power supply unit. LT-60-12. constant voltage. 220-240V AC/50-60Hz. 12V DC. 5000 mA. 60.0 | LC Power supply unit. LT-60-12. constant voltage. 220-240V AC/50-60Hz. 12V DC. 5000 mA. 60.0 |  | Import Automatique |  | 45 | [6 empty] | 1 | 1 | 0 | [7 empty] | KG |  | CM |  | CM |  | CM |  | CM2 |  | CM3 |  |  | 0
LCT862094 |  | LC Power supply unit. LT-60-24. constant voltage. 220-240V AC/50-60Hz. 24V DC. 2500 mA. 60.0 | LC Power supply unit. LT-60-24. constant voltage. 220-240V AC/50-60Hz. 24V DC. 2500 mA. 60.0 |  | Import Automatique |  | 45 | [6 empty] | 1 | 1 | 0 | [7 empty] | KG |  | CM |  | CM |  | CM |  | CM2 |  | CM3 |  |  | 0
LCT872011 |  | KapegoLED Power supply unit. PD12-150-1-10V. constant voltage. dimmable: 1-10V. 100-240V AC/50-60Hz. | KapegoLED Power supply unit. PD12-150-1-10V. constant voltage. dimmable: 1-10V. 100-240V AC/50-60Hz. |  | Import Automatique |  | 129 | [6 empty] | 1 | 1 | 0 | [7 empty] | KG |  | CM |  | CM |  | CM |  | CM2 |  | CM3 |  |  | 0
LCT872012 |  | KapegoLED Power supply unit. PD24-150-1-10V. constant voltage. dimmable: 1-10V. 100-240V AC/50-60Hz. | KapegoLED Power supply unit. PD24-150-1-10V. constant voltage. dimmable: 1-10V. 100-240V AC/50-60Hz. |  | Import Automatique |  | 129 | [6 empty] | 1 | 1 | 0 | [7 empty] | KG |  | CM |  | CM |  | CM |  | CM2 |  | CM3 |  |  | 0
LCT872013 |  | LC Power supply unit. MiniD35004NT. constant current. dimmable: Phasenanschnitt oder Phasena | LC Power supply unit. MiniD35004NT. constant current. dimmable: Phasenanschnitt oder Phasena |  | Import Automatique |  | 15 | [6 empty] | 1 | 1 | 0 | [7 empty] | KG |  | CM |  | CM |  | CM |  | CM2 |  | CM3 |  |  | 0
LCT872014 |  | LC Power supply unit. MiniD50004NT. constant current. dimmable: Phasenanschnitt oder Phasena | LC Power supply unit. MiniD50004NT. constant current. dimmable: Phasenanschnitt oder Phasena |  | Import Automatique |  | 15 | [6 empty] | 1 | 1 | 0 | [7 empty] | KG |  | CM |  | CM |  | CM |  | CM2 |  | CM3 |  |  | 0
LCT872015 |  | LC Power supply unit. MiniD70004NT. constant current. dimmable: Phasenanschnitt oder Phasena | LC Power supply unit. MiniD70004NT. constant current. dimmable: Phasenanschnitt oder Phasena |  | Import Automatique |  | 15 | [6 empty] | 1 | 1 | 0 | [7 empty] | KG |  | CM |  | CM |  | CM |  | CM2 |  | CM3 |  |  | 0
LCT872019 |  | Meanwell Power supply unit. HLG-40H-12B. constant voltage. dimmable: dimmbar. 220-240V AC/50-60Hz. 1 | Meanwell Power supply unit. HLG-40H-12B. constant voltage. dimmable: dimmbar. 220-240V AC/50-60Hz. 1 |  | Import Automatique |  | 89 | [6 empty] | 1 | 1 | 0 | [7 empty] | KG |  | CM |  | CM |  | CM |  | CM2 |  | CM3 |  |  | 0
LCT872020 |  | Meanwell Power supply unit. HLG-40H-24B. constant voltage. dimmable: dimmbar. 220-240V AC/50-60Hz. 2 | Meanwell Power supply unit. HLG-40H-24B. constant voltage. dimmable: dimmbar. 220-240V AC/50-60Hz. 2 |  | Import Automatique |  | 89 | [6 empty] | 1 | 1 | 0 | [7 empty] | KG |  | CM |  | CM |  | CM |  | CM2 |  | CM3 |  |  | 0
LCT872021 |  | Meanwell Power supply unit. HLG-80H-12B. constant voltage. dimmable: dimmbar. 220-240V AC/50-60Hz. 1 | Meanwell Power supply unit. HLG-80H-12B. constant voltage. dimmable: dimmbar. 220-240V AC/50-60Hz. 1 |  | Import Automatique |  | 109 | [6 empty] | 1 | 1 | 0 | [7 empty] | KG |  | CM |  | CM |  | CM |  | CM2 |  | CM3 |  |  | 0
LCT872022 |  | Meanwell Power supply unit. HLG-80H-24B. constant voltage. dimmable: dimmbar. 220-240V AC/50-60Hz. 2 | Meanwell Power supply unit. HLG-80H-24B. constant voltage. dimmable: dimmbar. 220-240V AC/50-60Hz. 2 |  | Import Automatique |  | 109 | [6 empty] | 1 | 1 | 0 | [7 empty] | KG |  | CM |  | CM |  | CM |  | CM2 |  | CM3 |  |  | 0
LCT872023 |  | Meanwell Power supply unit. HLG-120H-12B. constant voltage. dimmable: dimmbar. 220-240V AC/50-60Hz. | Meanwell Power supply unit. HLG-120H-12B. constant voltage. dimmable: dimmbar. 220-240V AC/50-60Hz. |  | Import Automatique |  | 149 | [6 empty] | 1 | 1 | 0 | [7 empty] | KG |  | CM |  | CM |  | CM |  | CM2 |  | CM3 |  |  | 0
LCT872024 |  | Meanwell Power supply unit. HLG-120H-24B. constant voltage. dimmable: dimmbar. 220-240V AC/50-60Hz. | Meanwell Power supply unit. HLG-120H-24B. constant voltage. dimmable: dimmbar. 220-240V AC/50-60Hz. |  | Import Automatique |  | 149 | [6 empty] | 1 | 1 | 0 | [7 empty] | KG |  | CM |  | CM |  | CM |  | CM2 |  | CM3 |  |  | 0
LCT872026 |  | KapegoLED Power supply unit. MINI350mA/4W. constant current. 100-240V AC/50-60Hz. 3-12V DC. 350 mA. | KapegoLED Power supply unit. MINI350mA/4W. constant current. 100-240V AC/50-60Hz. 3-12V DC. 350 mA. |  | Import Automatique |  | 9 | [6 empty] | 1 | 1 | 0 | [7 empty] | KG |  | CM |  | CM |  | CM |  | CM2 |  | CM3 |  |  | 0
LCT872027 |  | KapegoLED Power supply unit. MINI700mA/4W. constant current. 100-240V AC/50-60Hz. 2-6V DC. 700 mA. 4 | KapegoLED Power supply unit. MINI700mA/4W. constant current. 100-240V AC/50-60Hz. 2-6V DC. 700 mA. 4 |  | Import Automatique |  | 9 | [6 empty] | 1 | 1 | 0 | [7 empty] | KG |  | CM |  | CM |  | CM |  | CM2 |  | CM3 |  |  | 0
LCT872028 |  | KapegoLED Power supply unit. MINI 12V/4W. constant voltage. 100-240V AC/50-60Hz. 12V DC. 0.33 A. 4.0 | KapegoLED Power supply unit. MINI 12V/4W. constant voltage. 100-240V AC/50-60Hz. 12V DC. 0.33 A. 4.0 |  | Import Automatique |  | 9 | [6 empty] | 1 | 1 | 0 | [7 empty] | KG |  | CM |  | CM |  | CM |  | CM2 |  | CM3 |  |  | 0
LCT872029 |  | KapegoLED Power supply unit. MINI 24V/4W. constant voltage. 100-240V AC/50-60Hz. 24V DC. 0.17 A. 4.0 | KapegoLED Power supply unit. MINI 24V/4W. constant voltage. 100-240V AC/50-60Hz. 24V DC. 0.17 A. 4.0 |  | Import Automatique |  | 9 | [6 empty] | 1 | 1 | 0 | [7 empty] | KG |  | CM |  | CM |  | CM |  | CM2 |  | CM3 |  |  | 0
LCT872040 |  | KapegoLED Power supply unit. Mini 12V/12W. constant voltage. 220-240V AC/50-60Hz. 12V DC. 1.0 A. 12. | KapegoLED Power supply unit. Mini 12V/12W. constant voltage. 220-240V AC/50-60Hz. 12V DC. 1.0 A. 12. |  | Import Automatique |  | 15 | [6 empty] | 1 | 1 | 0 | [7 empty] | KG |  | CM |  | CM |  | CM |  | CM2 |  | CM3 |  |  | 0
LCT872041 |  | KapegoLED Power supply unit. Mini 24V/12W. constant voltage. 220-240V AC/50-60Hz. 24V DC. 0.5. 12.00 | KapegoLED Power supply unit. Mini 24V/12W. constant voltage. 220-240V AC/50-60Hz. 24V DC. 0.5. 12.00 |  | Import Automatique |  | 15 | [6 empty] | 1 | 1 | 0 | [7 empty] | KG |  | CM |  | CM |  | CM |  | CM2 |  | CM3 |  |  | 0
LCT872043 |  | Meanwell Power supply unit. HLG-320H-24B. constant voltage. dimmable: dimmbar. 90-305V AC/50-60Hz. 2 | Meanwell Power supply unit. HLG-320H-24B. constant voltage. dimmable: dimmbar. 90-305V AC/50-60Hz. 2 |  | Import Automatique |  | 219 | [6 empty] | 1 | 1 | 0 | [7 empty] | KG |  | CM |  | CM |  | CM |  | CM2 |  | CM3 |  |  | 0
LCT872044 |  | ABN Power supply unit. LED Safety isolating transformer 50VA/12V DC. constant voltage. dimmable: Pha | ABN Power supply unit. LED Safety isolating transformer 50VA/12V DC. constant voltage. dimmable: Pha |  | Import Automatique |  | 299 | [6 empty] | 1 | 1 | 0 | [7 empty] | KG |  | CM |  | CM |  | CM |  | CM2 |  | CM3 |  |  | 0
LCT872045 |  | ABN Power supply unit. LED Safety isolating transformer 60VA/24V DC. constant voltage. dimmable: Pha | ABN Power supply unit. LED Safety isolating transformer 60VA/24V DC. constant voltage. dimmable: Pha |  | Import Automatique |  | 299 | [6 empty] | 1 | 1 | 0 | [7 empty] | KG |  | CM |  | CM |  | CM |  | CM2 |  | CM3 |  |  | 0
LCT872046 |  | ABN Power supply unit. LED Safety isolating transformer 150VA/24V DC. constant voltage. dimmable: Ph | ABN Power supply unit. LED Safety isolating transformer 150VA/24V DC. constant voltage. dimmable: Ph |  | Import Automatique |  | 399 | [6 empty] | 1 | 1 | 0 | [7 empty] | KG |  | CM |  | CM |  | CM |  | CM2 |  | CM3 |  |  | 0
LCT872053 |  | HEP Power supply unit. LEXV18W12. constant voltage. 100-240V AC/50-60Hz. 12V DC. 1500 mA. 18.00 W | HEP Power supply unit. LEXV18W12. constant voltage. 100-240V AC/50-60Hz. 12V DC. 1500 mA. 18.00 W |  | Import Automatique |  | 29 | [6 empty] | 1 | 1 | 0 | [7 empty] | KG |  | CM |  | CM |  | CM |  | CM2 |  | CM3 |  |  | 0
LCT872054 |  | HEP Power supply unit. LEXV40W12. constant voltage. 100-240V AC/50-60Hz. 12V DC. 3340 mA. 40.00 W | HEP Power supply unit. LEXV40W12. constant voltage. 100-240V AC/50-60Hz. 12V DC. 3340 mA. 40.00 W |  | Import Automatique |  | 55 | [6 empty] | 1 | 1 | 0 | [7 empty] | KG |  | CM |  | CM |  | CM |  | CM2 |  | CM3 |  |  | 0
LCT872055 |  | HEP Power supply unit. LEXV100W12. constant voltage. 100-240V AC/50-60Hz. 12V DC. 8300 mA. 100.00 W | HEP Power supply unit. LEXV100W12. constant voltage. 100-240V AC/50-60Hz. 12V DC. 8300 mA. 100.00 W |  | Import Automatique |  | 109 | [6 empty] | 1 | 1 | 0 | [7 empty] | KG |  | CM |  | CM |  | CM |  | CM2 |  | CM3 |  |  | 0
LCT872056 |  | HEP Power supply unit. LEXV150W12. constant voltage. 100-240V AC/50-60Hz. 12V DC. 12000 mA. 150.00 W | HEP Power supply unit. LEXV150W12. constant voltage. 100-240V AC/50-60Hz. 12V DC. 12000 mA. 150.00 W |  | Import Automatique |  | 159 | [6 empty] | 1 | 1 | 0 | [7 empty] | KG |  | CM |  | CM |  | CM |  | CM2 |  | CM3 |  |  | 0
LCT872057 |  | HEP Power supply unit. LEXV250W12. constant voltage. 100-240V AC/50-60Hz. 12V DC. 20830 mA. 250.00 W | HEP Power supply unit. LEXV250W12. constant voltage. 100-240V AC/50-60Hz. 12V DC. 20830 mA. 250.00 W |  | Import Automatique |  | 199 | [6 empty] | 1 | 1 | 0 | [7 empty] | KG |  | CM |  | CM |  | CM |  | CM2 |  | CM3 |  |  | 0
LCT872058 |  | HEP Power supply unit. LEXV18W24. constant voltage. 100-240V AC/50-60Hz. 24V DC. 750 mA. 18.00 W | HEP Power supply unit. LEXV18W24. constant voltage. 100-240V AC/50-60Hz. 24V DC. 750 mA. 18.00 W |  | Import Automatique |  | 29 | [6 empty] | 1 | 1 | 0 | [7 empty] | KG |  | CM |  | CM |  | CM |  | CM2 |  | CM3 |  |  | 0
LCT872059 |  | HEP Power supply unit. LEXV40W24. constant voltage. 100-240V AC/50-60Hz. 24V DC. 1670 mA. 40.00 W | HEP Power supply unit. LEXV40W24. constant voltage. 100-240V AC/50-60Hz. 24V DC. 1670 mA. 40.00 W |  | Import Automatique |  | 55 | [6 empty] | 1 | 1 | 0 | [7 empty] | KG |  | CM |  | CM |  | CM |  | CM2 |  | CM3 |  |  | 0
LCT872060 |  | HEP Power supply unit. LEXV100W24. constant voltage. 100-240V AC/50-60Hz. 24V DC. 4200 mA. 100.00 W | HEP Power supply unit. LEXV100W24. constant voltage. 100-240V AC/50-60Hz. 24V DC. 4200 mA. 100.00 W |  | Import Automatique |  | 109 | [6 empty] | 1 | 1 | 0 | [7 empty] | KG |  | CM |  | CM |  | CM |  | CM2 |  | CM3 |  |  | 0
LCT872061 |  | HEP Power supply unit. LEXV150W24. constant voltage. 100-240V AC/50-60Hz. 24V DC. 6000 mA. 150.00 W | HEP Power supply unit. LEXV150W24. constant voltage. 100-240V AC/50-60Hz. 24V DC. 6000 mA. 150.00 W |  | Import Automatique |  | 159 | [6 empty] | 1 | 1 | 0 | [7 empty] | KG |  | CM |  | CM |  | CM |  | CM2 |  | CM3 |  |  | 0
LCT872062 |  | HEP Power supply unit. LEXV250W24. constant voltage. 100-240V AC/50-60Hz. 24V DC. 10420 mA. 250.00 W | HEP Power supply unit. LEXV250W24. constant voltage. 100-240V AC/50-60Hz. 24V DC. 10420 mA. 250.00 W |  | Import Automatique |  | 199 | [6 empty] | 1 | 1 | 0 | [7 empty] | KG |  | CM |  | CM |  | CM |  | CM2 |  | CM3 |  |  | 0
LCT872066 |  | Meanwell Power supply unit. ELG-75-12DA-3Y. constant voltage. dimmable: Dali. 200-305V AC/50-60Hz. 1 | Meanwell Power supply unit. ELG-75-12DA-3Y. constant voltage. dimmable: Dali. 200-305V AC/50-60Hz. 1 |  | Import Automatique |  | 79 | [6 empty] | 1 | 1 | 0 | [7 empty] | KG |  | CM |  | CM |  | CM |  | CM2 |  | CM3 |  |  | 0
LCT872068 |  | Meanwell Power supply unit. ELG-150-12DA-3Y. constant voltage. dimmable: Dali. 200-305V AC/50-60Hz. | Meanwell Power supply unit. ELG-150-12DA-3Y. constant voltage. dimmable: Dali. 200-305V AC/50-60Hz. |  | Import Automatique |  | 99 | [6 empty] | 1 | 1 | 0 | [7 empty] | KG |  | CM |  | CM |  | CM |  | CM2 |  | CM3 |  |  | 0
LCT872070 |  | Meanwell Power supply unit. ELG-200-12DA-3Y. constant voltage. dimmable: Dali. 200-305V AC/50-60Hz. | Meanwell Power supply unit. ELG-200-12DA-3Y. constant voltage. dimmable: Dali. 200-305V AC/50-60Hz. |  | Import Automatique |  | 119 | [6 empty] | 1 | 1 | 0 | [7 empty] | KG |  | CM |  | CM |  | CM |  | CM2 |  | CM3 |  |  | 0
LCT872071 |  | Meanwell Power supply unit. ELG-240-24DA-3Y. constant voltage. dimmable: Dali. 200-305V AC/50-60Hz. | Meanwell Power supply unit. ELG-240-24DA-3Y. constant voltage. dimmable: Dali. 200-305V AC/50-60Hz. |  | Import Automatique |  | 119 | [6 empty] | 1 | 1 | 0 | [7 empty] | KG |  | CM |  | CM |  | CM |  | CM2 |  | CM3 |  |  | 0
LCT872607 |  | KapegoLED Power supply unit. Q2-12V-36W. constant voltage. 110-240V AC/50-60Hz. 12V DC. 0-3.0 A. 36. | KapegoLED Power supply unit. Q2-12V-36W. constant voltage. 110-240V AC/50-60Hz. 12V DC. 0-3.0 A. 36. |  | Import Automatique |  | 62 | [6 empty] | 1 | 1 | 0 | [7 empty] | KG |  | CM |  | CM |  | CM |  | CM2 |  | CM3 |  |  | 0
LCT872608 |  | KapegoLED Power supply unit. Q2-12V-75W. constant voltage. 110-240V AC/50-60Hz. 12V DC. 0-6.25 A. 75 | KapegoLED Power supply unit. Q2-12V-75W. constant voltage. 110-240V AC/50-60Hz. 12V DC. 0-6.25 A. 75 |  | Import Automatique |  | 85 | [6 empty] | 1 | 1 | 0 | [7 empty] | KG |  | CM |  | CM |  | CM |  | CM2 |  | CM3 |  |  | 0
LCT872609 |  | KapegoLED Power supply unit. Q2-12V-150W. constant voltage. 110-240V AC/50-60Hz. 12V DC. 0-12.5 A. 1 | KapegoLED Power supply unit. Q2-12V-150W. constant voltage. 110-240V AC/50-60Hz. 12V DC. 0-12.5 A. 1 |  | Import Automatique |  | 139 | [6 empty] | 1 | 1 | 0 | [7 empty] | KG |  | CM |  | CM |  | CM |  | CM2 |  | CM3 |  |  | 0
LCT872610 |  | Meanwell Power supply unit. LPH-18-12. constant voltage. 180-264V AC/50-60Hz. 12V DC. 0-1.5 A. 18.00 | Meanwell Power supply unit. LPH-18-12. constant voltage. 180-264V AC/50-60Hz. 12V DC. 0-1.5 A. 18.00 |  | Import Automatique |  | 21 | [6 empty] | 1 | 1 | 0 | [7 empty] | KG |  | CM |  | CM |  | CM |  | CM2 |  | CM3 |  |  | 0
LCT872611 |  | Meanwell Power supply unit. LPH-18-24. constant voltage. 180-264V AC/50-60Hz. 24V DC. 0-0.75 A. 18.0 | Meanwell Power supply unit. LPH-18-24. constant voltage. 180-264V AC/50-60Hz. 24V DC. 0-0.75 A. 18.0 |  | Import Automatique |  | 21 | [6 empty] | 1 | 1 | 0 | [7 empty] | KG |  | CM |  | CM |  | CM |  | CM2 |  | CM3 |  |  | 0
LCT872612 |  | Meanwell Power supply unit. LPV-35-12. constant voltage. 110-240V AC/50-60Hz. 12V DC. 0-3 A. 35.00 W | Meanwell Power supply unit. LPV-35-12. constant voltage. 110-240V AC/50-60Hz. 12V DC. 0-3 A. 35.00 W |  | Import Automatique |  | 43 | [6 empty] | 1 | 1 | 0 | [7 empty] | KG |  | CM |  | CM |  | CM |  | CM2 |  | CM3 |  |  | 0
LCT872613 |  | Meanwell Power supply unit. LPV-35-24. constant voltage. 110-240V AC/50-60Hz. 24V DC. 0-1.5 A. 35.00 | Meanwell Power supply unit. LPV-35-24. constant voltage. 110-240V AC/50-60Hz. 24V DC. 0-1.5 A. 35.00 |  | Import Automatique |  | 43 | [6 empty] | 1 | 1 | 0 | [7 empty] | KG |  | CM |  | CM |  | CM |  | CM2 |  | CM3 |  |  | 0
LCT872614 |  | Meanwell Power supply unit. LPV-60-12. constant voltage. 110-240V AC/50-60Hz. 12V DC. 0-5 A. 60.00 W | Meanwell Power supply unit. LPV-60-12. constant voltage. 110-240V AC/50-60Hz. 12V DC. 0-5 A. 60.00 W |  | Import Automatique |  | 51 | [6 empty] | 1 | 1 | 0 | [7 empty] | KG |  | CM |  | CM |  | CM |  | CM2 |  | CM3 |  |  | 0
LCT872615 |  | Meanwell Power supply unit. LPV-60-24. constant voltage. 110-240V AC/50-60Hz. 24V DC. 0-2.5 A. 60.00 | Meanwell Power supply unit. LPV-60-24. constant voltage. 110-240V AC/50-60Hz. 24V DC. 0-2.5 A. 60.00 |  | Import Automatique |  | 51 | [6 empty] | 1 | 1 | 0 | [7 empty] | KG |  | CM |  | CM |  | CM |  | CM2 |  | CM3 |  |  | 0
LCT872616 |  | Meanwell Power supply unit. LPV-100-12. constant voltage. 110-240V AC/50-60Hz. 12V DC. 0-8.5 A. 100. | Meanwell Power supply unit. LPV-100-12. constant voltage. 110-240V AC/50-60Hz. 12V DC. 0-8.5 A. 100. |  | Import Automatique |  | 81 | [6 empty] | 1 | 1 | 0 | [7 empty] | KG |  | CM |  | CM |  | CM |  | CM2 |  | CM3 |  |  | 0
LCT872617 |  | Meanwell Power supply unit. LPV-100-24. constant voltage. 110-240V AC/50-60Hz. 24V DC. 0-4.2 A. 100. | Meanwell Power supply unit. LPV-100-24. constant voltage. 110-240V AC/50-60Hz. 24V DC. 0-4.2 A. 100. |  | Import Automatique |  | 81 | [6 empty] | 1 | 1 | 0 | [7 empty] | KG |  | CM |  | CM |  | CM |  | CM2 |  | CM3 |  |  | 0
LCT872618 |  | KapegoLED Power supply unit. Q2-24V-36W. constant voltage. 110-240V AC/50-60Hz. 24V DC. 0-1.5 A. 36. | KapegoLED Power supply unit. Q2-24V-36W. constant voltage. 110-240V AC/50-60Hz. 24V DC. 0-1.5 A. 36. |  | Import Automatique |  | 62 | [6 empty] | 1 | 1 | 0 | [7 empty] | KG |  | CM |  | CM |  | CM |  | CM2 |  | CM3 |  |  | 0
LCT872619 |  | KapegoLED Power supply unit. Q2-24V-75W. constant voltage. 110-240V AC/50-60Hz. 24V DC. 0-3.0 A. 75. | KapegoLED Power supply unit. Q2-24V-75W. constant voltage. 110-240V AC/50-60Hz. 24V DC. 0-3.0 A. 75. |  | Import Automatique |  | 85 | [6 empty] | 1 | 1 | 0 | [7 empty] | KG |  | CM |  | CM |  | CM |  | CM2 |  | CM3 |  |  | 0
LCT872620 |  | KapegoLED Power supply unit. Q2-24V-150W. constant voltage. 110-240V AC/50-60Hz. 24V DC. 0-6.3 A. 15 | KapegoLED Power supply unit. Q2-24V-150W. constant voltage. 110-240V AC/50-60Hz. 24V DC. 0-6.3 A. 15 |  | Import Automatique |  | 139 | [6 empty] | 1 | 1 | 0 | [7 empty] | KG |  | CM |  | CM |  | CM |  | CM2 |  | CM3 |  |  | 0
LCT872626 |  | KapegoLED Power supply unit. RS350mA/8W. constant current. 100-240V AC/50-60Hz. 9-23V DC. 350 mA. 8. | KapegoLED Power supply unit. RS350mA/8W. constant current. 100-240V AC/50-60Hz. 9-23V DC. 350 mA. 8. |  | Import Automatique |  | 19 | [6 empty] | 1 | 1 | 0 | [7 empty] | KG |  | CM |  | CM |  | CM |  | CM2 |  | CM3 |  |  | 0
LCT872627 |  | KapegoLED Power supply unit. RS24V/8W. constant voltage. 100-240V AC/50-60Hz. 24V DC. 0-0.34A. 8.00 | KapegoLED Power supply unit. RS24V/8W. constant voltage. 100-240V AC/50-60Hz. 24V DC. 0-0.34A. 8.00 |  | Import Automatique |  | 15 | [6 empty] | 1 | 1 | 0 | [7 empty] | KG |  | CM |  | CM |  | CM |  | CM2 |  | CM3 |  |  | 0
LCT872628 |  | KapegoLED Power supply unit. UT350mA/6W. constant current. 220-240V AC/50-60Hz. 2-18V DC. 350 mA. 6. | KapegoLED Power supply unit. UT350mA/6W. constant current. 220-240V AC/50-60Hz. 2-18V DC. 350 mA. 6. |  | Import Automatique |  | 15 | [6 empty] | 1 | 1 | 0 | [7 empty] | KG |  | CM |  | CM |  | CM |  | CM2 |  | CM3 |  |  | 0
LCT872629 |  | KapegoLED Power supply unit. UT12V/6W. constant voltage. 220-240V AC/50-60Hz. 12V DC. 0-0.5 A. 6.00 | KapegoLED Power supply unit. UT12V/6W. constant voltage. 220-240V AC/50-60Hz. 12V DC. 0-0.5 A. 6.00 |  | Import Automatique |  | 12 | [6 empty] | 1 | 1 | 0 | [7 empty] | KG |  | CM |  | CM |  | CM |  | CM2 |  | CM3 |  |  | 0
LCT872630 |  | KapegoLED Power supply unit. UT24V/6W. constant voltage. 220-240V AC/50-60Hz. 24V DC. 0-0.25 A. 6.00 | KapegoLED Power supply unit. UT24V/6W. constant voltage. 220-240V AC/50-60Hz. 24V DC. 0-0.25 A. 6.00 |  | Import Automatique |  | 12 | [6 empty] | 1 | 1 | 0 | [7 empty] | KG |  | CM |  | CM |  | CM |  | CM2 |  | CM3 |  |  | 0
LCT872631 |  | KapegoLED Power supply unit. UT350mA/12W. constant current. 220-240V AC/50-60Hz. 2-35V DC. 350 mA. 1 | KapegoLED Power supply unit. UT350mA/12W. constant current. 220-240V AC/50-60Hz. 2-35V DC. 350 mA. 1 |  | Import Automatique |  | 18 | [6 empty] | 1 | 1 | 0 | [7 empty] | KG |  | CM |  | CM |  | CM |  | CM2 |  | CM3 |  |  | 0
LCT872632 |  | KapegoLED Power supply unit. UT12V/12W. constant voltage. 220-240V AC/50-60Hz. 12V DC. 0-1.0 A. 12.0 | KapegoLED Power supply unit. UT12V/12W. constant voltage. 220-240V AC/50-60Hz. 12V DC. 0-1.0 A. 12.0 |  | Import Automatique |  | 15 | [6 empty] | 1 | 1 | 0 | [7 empty] | KG |  | CM |  | CM |  | CM |  | CM2 |  | CM3 |  |  | 0
LCT872633 |  | KapegoLED Power supply unit. UT24V/12W. constant voltage. 220-240V AC/50-60Hz. 24V DC. 0-0.5 A. 12.0 | KapegoLED Power supply unit. UT24V/12W. constant voltage. 220-240V AC/50-60Hz. 24V DC. 0-0.5 A. 12.0 |  | Import Automatique |  | 15 | [6 empty] | 1 | 1 | 0 | [7 empty] | KG |  | CM |  | CM |  | CM |  | CM2 |  | CM3 |  |  | 0
LCT872634 |  | KapegoLED Power supply unit. UT350mA/20W. constant current. 220-240V AC/50-60Hz. 2-57V DC. 350 mA. 2 | KapegoLED Power supply unit. UT350mA/20W. constant current. 220-240V AC/50-60Hz. 2-57V DC. 350 mA. 2 |  | Import Automatique |  | 21 | [6 empty] | 1 | 1 | 0 | [7 empty] | KG |  | CM |  | CM |  | CM |  | CM2 |  | CM3 |  |  | 0
LCT872635 |  | KapegoLED Power supply unit. UT12V/20W. constant voltage. 220-240V AC/50-60Hz. 12V DC. 0-1.67 A. 20. | KapegoLED Power supply unit. UT12V/20W. constant voltage. 220-240V AC/50-60Hz. 12V DC. 0-1.67 A. 20. |  | Import Automatique |  | 19 | [6 empty] | 1 | 1 | 0 | [7 empty] | KG |  | CM |  | CM |  | CM |  | CM2 |  | CM3 |  |  | 0
LCT872636 |  | KapegoLED Power supply unit. UT24V/20W. constant voltage. 220-240V AC/50-60Hz. 24V DC. 0-0.83 A. 20. | KapegoLED Power supply unit. UT24V/20W. constant voltage. 220-240V AC/50-60Hz. 24V DC. 0-0.83 A. 20. |  | Import Automatique |  | 19 | [6 empty] | 1 | 1 | 0 | [7 empty] | KG |  | CM |  | CM |  | CM |  | CM2 |  | CM3 |  |  | 0
LCT872641 |  | Meanwell Power supply unit. APC-35-700. constant current. 180-264V AC/50-60Hz. 15-50V DC. 700 mA. po | Meanwell Power supply unit. APC-35-700. constant current. 180-264V AC/50-60Hz. 15-50V DC. 700 mA. po |  | Import Automatique |  | 32 | [6 empty] | 1 | 1 | 0 | [7 empty] | KG |  | CM |  | CM |  | CM |  | CM2 |  | CM3 |  |  | 0
LCT872642 |  | KapegoLED Power supply unit. D35009U. constant current. dimmable: Phasenanschnitt oder Phasenabschni | KapegoLED Power supply unit. D35009U. constant current. dimmable: Phasenanschnitt oder Phasenabschni |  | Import Automatique |  | 27 | [6 empty] | 1 | 1 | 0 | [7 empty] | KG |  | CM |  | CM |  | CM |  | CM2 |  | CM3 |  |  | 0
LCT872643 |  | KapegoLED Power supply unit. D350012U. constant current. dimmable: Phasenanschnitt oder Phasenabschn | KapegoLED Power supply unit. D350012U. constant current. dimmable: Phasenanschnitt oder Phasenabschn |  | Import Automatique |  | 30 | [6 empty] | 1 | 1 | 0 | [7 empty] | KG |  | CM |  | CM |  | CM |  | CM2 |  | CM3 |  |  | 0
LCT872644 |  | KapegoLED Power supply unit. D35020U. constant current. dimmable: Phasenanschnitt oder Phasenabschni | KapegoLED Power supply unit. D35020U. constant current. dimmable: Phasenanschnitt oder Phasenabschni |  | Import Automatique |  | 34 | [6 empty] | 1 | 1 | 0 | [7 empty] | KG |  | CM |  | CM |  | CM |  | CM2 |  | CM3 |  |  | 0
LCT872645 |  | KapegoLED Power supply unit. D50022U. constant current. dimmable: Phasenanschnitt oder Phasenabschni | KapegoLED Power supply unit. D50022U. constant current. dimmable: Phasenanschnitt oder Phasenabschni |  | Import Automatique |  | 35 | [6 empty] | 1 | 1 | 0 | [7 empty] | KG |  | CM |  | CM |  | CM |  | CM2 |  | CM3 |  |  | 0
LCT872646 |  | KapegoLED Power supply unit. D70022U. constant current. dimmable: Phasenanschnitt oder Phasenabschni | KapegoLED Power supply unit. D70022U. constant current. dimmable: Phasenanschnitt oder Phasenabschni |  | Import Automatique |  | 35 | [6 empty] | 1 | 1 | 0 | [7 empty] | KG |  | CM |  | CM |  | CM |  | CM2 |  | CM3 |  |  | 0
LCT872647 |  | KapegoLED Power supply unit. D105022U. constant current. dimmable: Phasenanschnitt oder Phasenabschn | KapegoLED Power supply unit. D105022U. constant current. dimmable: Phasenanschnitt oder Phasenabschn |  | Import Automatique |  | 35 | [6 empty] | 1 | 1 | 0 | [7 empty] | KG |  | CM |  | CM |  | CM |  | CM2 |  | CM3 |  |  | 0
LCT872648 |  | KapegoLED Power supply unit. PLUTO 200/12V. constant voltage. 220-240V AC/50-60Hz. 12V DC. 0-16.6 A. | KapegoLED Power supply unit. PLUTO 200/12V. constant voltage. 220-240V AC/50-60Hz. 12V DC. 0-16.6 A. |  | Import Automatique |  | 149 | [6 empty] | 1 | 1 | 0 | [7 empty] | KG |  | CM |  | CM |  | CM |  | CM2 |  | CM3 |  |  | 0
LCT872649 |  | KapegoLED Power supply unit. Q2-24-240W. constant voltage. 220-240V AC/50-60Hz. 24V DC. 0-10 A. 240. | KapegoLED Power supply unit. Q2-24-240W. constant voltage. 220-240V AC/50-60Hz. 24V DC. 0-10 A. 240. |  | Import Automatique |  | 159 | [6 empty] | 1 | 1 | 0 | [7 empty] | KG |  | CM |  | CM |  | CM |  | CM2 |  | CM3 |  |  | 0
LCT872657 |  | KapegoLED Power supply unit. Q3-12V-36W. constant voltage. 100-240V AC/50-60Hz. 12V DC. 0.48 A. 3 A. | KapegoLED Power supply unit. Q3-12V-36W. constant voltage. 100-240V AC/50-60Hz. 12V DC. 0.48 A. 3 A. |  | Import Automatique |  | 39 | [6 empty] | 1 | 1 | 0 | [7 empty] | KG |  | CM |  | CM |  | CM |  | CM2 |  | CM3 |  |  | 0
LCT872658 |  | KapegoLED Power supply unit. Q3-24V-36W. constant voltage. 100-240V AC/50-60Hz. 24V DC. 0.48 A. 1.5 | KapegoLED Power supply unit. Q3-24V-36W. constant voltage. 100-240V AC/50-60Hz. 24V DC. 0.48 A. 1.5 |  | Import Automatique |  | 39 | [6 empty] | 1 | 1 | 0 | [7 empty] | KG |  | CM |  | CM |  | CM |  | CM2 |  | CM3 |  |  | 0
LCT872659 |  | KapegoLED Power supply unit. Q3-12V-50W. constant voltage. 100-240V AC/50-60Hz. 12V DC. 0.65 A. 4.2 | KapegoLED Power supply unit. Q3-12V-50W. constant voltage. 100-240V AC/50-60Hz. 12V DC. 0.65 A. 4.2 |  | Import Automatique |  | 49 | [6 empty] | 1 | 1 | 0 | [7 empty] | KG |  | CM |  | CM |  | CM |  | CM2 |  | CM3 |  |  | 0
LCT872660 |  | KapegoLED Power supply unit. Q3-24V-50W. constant voltage. 100-240V AC/50-60Hz. 24V DC. 0.65 A. 2.0 | KapegoLED Power supply unit. Q3-24V-50W. constant voltage. 100-240V AC/50-60Hz. 24V DC. 0.65 A. 2.0 |  | Import Automatique |  | 49 | [6 empty] | 1 | 1 | 0 | [7 empty] | KG |  | CM |  | CM |  | CM |  | CM2 |  | CM3 |  |  | 0
LCT872661 |  | KapegoLED Power supply unit. Q3-24V-75W. constant voltage. 100-240V AC/50-60Hz. 24V DC. 0.90 A. 3.0 | KapegoLED Power supply unit. Q3-24V-75W. constant voltage. 100-240V AC/50-60Hz. 24V DC. 0.90 A. 3.0 |  | Import Automatique |  | 59 | [6 empty] | 1 | 1 | 0 | [7 empty] | KG |  | CM |  | CM |  | CM |  | CM2 |  | CM3 |  |  | 0
LCT872662 |  | KapegoLED Power supply unit. Q8H-700mA/30W. constant current. 220-240V AC/50-60Hz. 13-43V DC. 700 mA | KapegoLED Power supply unit. Q8H-700mA/30W. constant current. 220-240V AC/50-60Hz. 13-43V DC. 700 mA |  | Import Automatique |  | 25 | [6 empty] | 1 | 1 | 0 | [7 empty] | KG |  | CM |  | CM |  | CM |  | CM2 |  | CM3 |  |  | 0
LCT872663 |  | KapegoLED Power supply unit. Q8H-1050mA/40W. constant current. 220-240V AC/50-60Hz. 12-38V DC. 1050 | KapegoLED Power supply unit. Q8H-1050mA/40W. constant current. 220-240V AC/50-60Hz. 12-38V DC. 1050 |  | Import Automatique |  | 28 | [6 empty] | 1 | 1 | 0 | [7 empty] | KG |  | CM |  | CM |  | CM |  | CM2 |  | CM3 |  |  | 0
LCT872665 |  | KapegoLED Power supply unit. Q8H-500mA/30W. constant current. 220-240V AC/50-60Hz. 20-60V DC. 500 mA | KapegoLED Power supply unit. Q8H-500mA/30W. constant current. 220-240V AC/50-60Hz. 20-60V DC. 500 mA |  | Import Automatique |  | 25 | [6 empty] | 1 | 1 | 0 | [7 empty] | KG |  | CM |  | CM |  | CM |  | CM2 |  | CM3 |  |  | 0
LCT872780 |  | Meanwell Power supply unit. SP-240-12. constant voltage. 220-240V AC/50-60Hz. 12V DC. 0-20 A. 240.00 | Meanwell Power supply unit. SP-240-12. constant voltage. 220-240V AC/50-60Hz. 12V DC. 0-20 A. 240.00 |  | Import Automatique |  | 135 | [6 empty] | 1 | 1 | 0 | [7 empty] | KG |  | CM |  | CM |  | CM |  | CM2 |  | CM3 |  |  | 0
LCT872781 |  | Meanwell Power supply unit. DR-75-12. constant voltage. 110-240V AC/50-60Hz. 12V DC. 6.3 A. 75.00 W | Meanwell Power supply unit. DR-75-12. constant voltage. 110-240V AC/50-60Hz. 12V DC. 6.3 A. 75.00 W |  | Import Automatique |  | 79 | [6 empty] | 1 | 1 | 0 | [7 empty] | KG |  | CM |  | CM |  | CM |  | CM2 |  | CM3 |  |  | 0
LCT872782 |  | Meanwell Power supply unit. DR-120-12. constant voltage. 110-240V AC/50-60Hz. 12V DC. 10 A. 120.00 W | Meanwell Power supply unit. DR-120-12. constant voltage. 110-240V AC/50-60Hz. 12V DC. 10 A. 120.00 W |  | Import Automatique |  | 99 | [6 empty] | 1 | 1 | 0 | [7 empty] | KG |  | CM |  | CM |  | CM |  | CM2 |  | CM3 |  |  | 0
LCT872783 |  | Meanwell Power supply unit. DR-75-24. constant voltage. 110-240V AC/50-60Hz. 24V DC. 3.2 A. 75.00 W | Meanwell Power supply unit. DR-75-24. constant voltage. 110-240V AC/50-60Hz. 24V DC. 3.2 A. 75.00 W |  | Import Automatique |  | 79 | [6 empty] | 1 | 1 | 0 | [7 empty] | KG |  | CM |  | CM |  | CM |  | CM2 |  | CM3 |  |  | 0
LCT872784 |  | Meanwell Power supply unit. DR-120-24. constant voltage. 110-240V AC/50-60Hz. 24V DC. 5 A. 120.00 W | Meanwell Power supply unit. DR-120-24. constant voltage. 110-240V AC/50-60Hz. 24V DC. 5 A. 120.00 W |  | Import Automatique |  | 99 | [6 empty] | 1 | 1 | 0 | [7 empty] | KG |  | CM |  | CM |  | CM |  | CM2 |  | CM3 |  |  | 0
LCT872785 |  | Meanwell Power supply unit. DRP-240-24. constant voltage. 110-240V AC/50-60Hz. 24V DC. 10 A. 240.00 | Meanwell Power supply unit. DRP-240-24. constant voltage. 110-240V AC/50-60Hz. 24V DC. 10 A. 240.00 |  | Import Automatique |  | 149 | [6 empty] | 1 | 1 | 0 | [7 empty] | KG |  | CM |  | CM |  | CM |  | CM2 |  | CM3 |  |  | 0
LCT872787 |  | Meanwell Power supply unit. SP-240-24. constant voltage. 110-240V AC/50-60Hz. 24V DC. 0-10 A. 240.00 | Meanwell Power supply unit. SP-240-24. constant voltage. 110-240V AC/50-60Hz. 24V DC. 0-10 A. 240.00 |  | Import Automatique |  | 135 | [6 empty] | 1 | 1 | 0 | [7 empty] | KG |  | CM |  | CM |  | CM |  | CM2 |  | CM3 |  |  | 0
LCT872788 |  | LC Power supply unit. LSV3W12-Z. constant voltage. 110-240V AC/50-60Hz. 12V DC. 0-0.25 A. 3. | LC Power supply unit. LSV3W12-Z. constant voltage. 110-240V AC/50-60Hz. 12V DC. 0-0.25 A. 3. |  | Import Automatique |  | 15 | [6 empty] | 1 | 1 | 0 | [7 empty] | KG |  | CM |  | CM |  | CM |  | CM2 |  | CM3 |  |  | 0
LCT872789 |  | LC Power supply unit. LMV12W12. constant voltage. 110-240V AC/50-60Hz. 12V DC. 0-1.0 A. 12.0 | LC Power supply unit. LMV12W12. constant voltage. 110-240V AC/50-60Hz. 12V DC. 0-1.0 A. 12.0 |  | Import Automatique |  | 22 | [6 empty] | 1 | 1 | 0 | [7 empty] | KG |  | CM |  | CM |  | CM |  | CM2 |  | CM3 |  |  | 0
LCT872790 |  | LC Power supply unit. LLV20W12. constant voltage. 110-240V AC/50-60Hz. 12V DC. 0-1.67 A. 20. | LC Power supply unit. LLV20W12. constant voltage. 110-240V AC/50-60Hz. 12V DC. 0-1.67 A. 20. |  | Import Automatique |  | 39 | [6 empty] | 1 | 1 | 0 | [7 empty] | KG |  | CM |  | CM |  | CM |  | CM2 |  | CM3 |  |  | 0
LCT872791 |  | LC Power supply unit. LHV60W12. constant voltage. 220-240V AC/50-60Hz. 12V DC. 0-5.0 A. 60.0 | LC Power supply unit. LHV60W12. constant voltage. 220-240V AC/50-60Hz. 12V DC. 0-5.0 A. 60.0 |  | Import Automatique |  | 85 | [6 empty] | 1 | 1 | 0 | [7 empty] | KG |  | CM |  | CM |  | CM |  | CM2 |  | CM3 |  |  | 0
LCT872792 |  | LC Power supply unit. LLV20W24. constant voltage. 110-240V AC/50-60Hz. 24V DC. 0-0.83 A. 20. | LC Power supply unit. LLV20W24. constant voltage. 110-240V AC/50-60Hz. 24V DC. 0-0.83 A. 20. |  | Import Automatique |  | 39 | [6 empty] | 1 | 1 | 0 | [7 empty] | KG |  | CM |  | CM |  | CM |  | CM2 |  | CM3 |  |  | 0
LCT872793 |  | LC Power supply unit. LHV60W24. constant voltage. 220-240V AC/50-60Hz. 24V DC. 0-2.5 A. 60.0 | LC Power supply unit. LHV60W24. constant voltage. 220-240V AC/50-60Hz. 24V DC. 0-2.5 A. 60.0 |  | Import Automatique |  | 85 | [6 empty] | 1 | 1 | 0 | [7 empty] | KG |  | CM |  | CM |  | CM |  | CM2 |  | CM3 |  |  | 0
LCT872794 |  | LC Power supply unit. LHV100W24. constant voltage. 220-240V AC/50-60Hz. 24V DC. 0-4.2 A. 100 | LC Power supply unit. LHV100W24. constant voltage. 220-240V AC/50-60Hz. 24V DC. 0-4.2 A. 100 |  | Import Automatique |  | 105 | [6 empty] | 1 | 1 | 0 | [7 empty] | KG |  | CM |  | CM |  | CM |  | CM2 |  | CM3 |  |  | 0
LCT872795 |  | Meanwell Power supply unit. SP-320-24. constant voltage. 110-240V AC/50-60Hz. 24V DC. 0-13 A. 320.00 | Meanwell Power supply unit. SP-320-24. constant voltage. 110-240V AC/50-60Hz. 24V DC. 0-13 A. 320.00 |  | Import Automatique |  | 199 | [6 empty] | 1 | 1 | 0 | [7 empty] | KG |  | CM |  | CM |  | CM |  | CM2 |  | CM3 |  |  | 0
LCT872796 |  | Meanwell Power supply unit. SP-480-24. constant voltage. 110-240V AC/50-60Hz. 24V DC. 0-22 A. 480.00 | Meanwell Power supply unit. SP-480-24. constant voltage. 110-240V AC/50-60Hz. 24V DC. 0-22 A. 480.00 |  | Import Automatique |  | 369 | [6 empty] | 1 | 1 | 0 | [7 empty] | KG |  | CM |  | CM |  | CM |  | CM2 |  | CM3 |  |  | 0
LCT872799 |  | LC Power supply unit. LHV36W12. constant voltage. 110-240V AC/50-60Hz. 12V DC. 0-3.0 A. 36.0 | LC Power supply unit. LHV36W12. constant voltage. 110-240V AC/50-60Hz. 12V DC. 0-3.0 A. 36.0 |  | Import Automatique |  | 62 | [6 empty] | 1 | 1 | 0 | [7 empty] | KG |  | CM |  | CM |  | CM |  | CM2 |  | CM3 |  |  | 0
LCT872800 |  | LC Power supply unit. LHV36W24. constant voltage. 110-240V AC/50-60Hz. 24V DC. 0-1.5 A. 36.0 | LC Power supply unit. LHV36W24. constant voltage. 110-240V AC/50-60Hz. 24V DC. 0-1.5 A. 36.0 |  | Import Automatique |  | 62 | [6 empty] | 1 | 1 | 0 | [7 empty] | KG |  | CM |  | CM |  | CM |  | CM2 |  | CM3 |  |  | 0
LCT872801 |  | Meanwell Power supply unit. RS-75-24. constant voltage. 110-240V AC/50-60Hz. 24V DC. 0-3.2 A. 75.00 | Meanwell Power supply unit. RS-75-24. constant voltage. 110-240V AC/50-60Hz. 24V DC. 0-3.2 A. 75.00 |  | Import Automatique |  | 49 | [6 empty] | 1 | 1 | 0 | [7 empty] | KG |  | CM |  | CM |  | CM |  | CM2 |  | CM3 |  |  | 0
LCT872802 |  | Meanwell Power supply unit. RS-100-24. constant voltage. 110-240V AC/50-60Hz. 24V DC. 0-4.5 A. 100.0 | Meanwell Power supply unit. RS-100-24. constant voltage. 110-240V AC/50-60Hz. 24V DC. 0-4.5 A. 100.0 |  | Import Automatique |  | 58 | [6 empty] | 1 | 1 | 0 | [7 empty] | KG |  | CM |  | CM |  | CM |  | CM2 |  | CM3 |  |  | 0
LCT872803 |  | Meanwell Power supply unit. RS-150-24. constant voltage. 220-240V AC/50-60Hz. 24V DC. 0-6.5 A. 150.0 | Meanwell Power supply unit. RS-150-24. constant voltage. 220-240V AC/50-60Hz. 24V DC. 0-6.5 A. 150.0 |  | Import Automatique |  | 79 | [6 empty] | 1 | 1 | 0 | [7 empty] | KG |  | CM |  | CM |  | CM |  | CM2 |  | CM3 |  |  | 0
LCT872804 |  | Meanwell Power supply unit. RS-75-12. constant voltage. 110-240V AC/50-60Hz. 12V DC. 0-6.0 A. 75.00 | Meanwell Power supply unit. RS-75-12. constant voltage. 110-240V AC/50-60Hz. 12V DC. 0-6.0 A. 75.00 |  | Import Automatique |  | 49 | [6 empty] | 1 | 1 | 0 | [7 empty] | KG |  | CM |  | CM |  | CM |  | CM2 |  | CM3 |  |  | 0
LCT872805 |  | Meanwell Power supply unit. RS-100-12. constant voltage. 110-240V AC/50-60Hz. 12V DC. 0-8.5 A. 100.0 | Meanwell Power supply unit. RS-100-12. constant voltage. 110-240V AC/50-60Hz. 12V DC. 0-8.5 A. 100.0 |  | Import Automatique |  | 58 | [6 empty] | 1 | 1 | 0 | [7 empty] | KG |  | CM |  | CM |  | CM |  | CM2 |  | CM3 |  |  | 0
LCT872806 |  | Meanwell Power supply unit. RS-150-12. constant voltage. 220-240V AC/50-60Hz. 12V DC. 0-12.5 A. 150. | Meanwell Power supply unit. RS-150-12. constant voltage. 220-240V AC/50-60Hz. 12V DC. 0-12.5 A. 150. |  | Import Automatique |  | 79 | [6 empty] | 1 | 1 | 0 | [7 empty] | KG |  | CM |  | CM |  | CM |  | CM2 |  | CM3 |  |  | 0
LCT872807 |  | Meanwell Power supply unit. RS-35-12. constant voltage. 110-240V AC/50-60Hz. 12V DC. 0-3.0 A. 35.00 | Meanwell Power supply unit. RS-35-12. constant voltage. 110-240V AC/50-60Hz. 12V DC. 0-3.0 A. 35.00 |  | Import Automatique |  | 39 | [6 empty] | 1 | 1 | 0 | [7 empty] | KG |  | CM |  | CM |  | CM |  | CM2 |  | CM3 |  |  | 0
LCT872808 |  | Meanwell Power supply unit. RS-35-24. constant voltage. 110-240V AC/50-60Hz. 24V DC. 0-1.5 A. 35.00 | Meanwell Power supply unit. RS-35-24. constant voltage. 110-240V AC/50-60Hz. 24V DC. 0-1.5 A. 35.00 |  | Import Automatique |  | 39 | [6 empty] | 1 | 1 | 0 | [7 empty] | KG |  | CM |  | CM |  | CM |  | CM2 |  | CM3 |  |  | 0
LCT872817 |  | HEP Power supply unit. LAV60W24V1C. constant voltage. dimmable: 1-10V. 220-240V AC/50-60Hz. 24V DC. | HEP Power supply unit. LAV60W24V1C. constant voltage. dimmable: 1-10V. 220-240V AC/50-60Hz. 24V DC. |  | Import Automatique |  | 79 | [6 empty] | 1 | 1 | 0 | [7 empty] | KG |  | CM |  | CM |  | CM |  | CM2 |  | CM3 |  |  | 0
LCT872818 |  | HEP Power supply unit. LIC9W350 UNI. constant current. 110-240V AC/50-60Hz. 17.1-25.7V DC. 55 mA. 0. | HEP Power supply unit. LIC9W350 UNI. constant current. 110-240V AC/50-60Hz. 17.1-25.7V DC. 55 mA. 0. |  | Import Automatique |  | 21 | [6 empty] | 1 | 1 | 0 | [7 empty] | KG |  | CM |  | CM |  | CM |  | CM2 |  | CM3 |  |  | 0
LCT872819 |  | HEP Power supply unit. LTC40W1000-1C UNI. constant current. dimmable: 1-10V. 110-240V AC/50-60Hz. 20 | HEP Power supply unit. LTC40W1000-1C UNI. constant current. dimmable: 1-10V. 110-240V AC/50-60Hz. 20 |  | Import Automatique |  | 39 | [6 empty] | 1 | 1 | 0 | [7 empty] | KG |  | CM |  | CM |  | CM |  | CM2 |  | CM3 |  |  | 0
LCT872826 |  | HEP Power supply unit. LIC9W500 UNI. constant current. 110-240V AC/50-60Hz. 12-18V DC. 475-500mA. 6. | HEP Power supply unit. LIC9W500 UNI. constant current. 110-240V AC/50-60Hz. 12-18V DC. 475-500mA. 6. |  | Import Automatique |  | 21 | [6 empty] | 1 | 1 | 0 | [7 empty] | KG |  | CM |  | CM |  | CM |  | CM2 |  | CM3 |  |  | 0
LCT881342 |  | GLT Controller. DMX wall control SC-6. dimmable: DMX512. 220-240V AC/50-60Hz | GLT Controller. DMX wall control SC-6. dimmable: DMX512. 220-240V AC/50-60Hz |  | Import Automatique |  | 109 | [6 empty] | 1 | 1 | 0 | [7 empty] | KG |  | CM |  | CM |  | CM |  | CM2 |  | CM3 |  |  | 0
LCT882271 |  | Cable system | Cable system |  | Import Automatique |  | 45 | [6 empty] | 1 | 1 | 0 | [7 empty] | KG |  | CM |  | CM |  | CM |  | CM2 |  | CM3 |  |  | 0
LCT882272 |  | Cable system | Cable system |  | Import Automatique |  | 45 | [6 empty] | 1 | 1 | 0 | [7 empty] | KG |  | CM |  | CM |  | CM |  | CM2 |  | CM3 |  |  | 0
LCT886030 |  | GLT Controller. DMX DC-1216. dimmable: DMX512. 220-240V AC/50-60Hz | GLT Controller. DMX DC-1216. dimmable: DMX512. 220-240V AC/50-60Hz |  | Import Automatique |  | 285 | [6 empty] | 1 | 1 | 0 | [7 empty] | KG |  | CM |  | CM |  | CM |  | CM2 |  | CM3 |  |  | 0
LCT886031 |  | GLT Controller. DMX DX-1224. dimmable: DMX512. 220-240V AC/50-60Hz | GLT Controller. DMX DX-1224. dimmable: DMX512. 220-240V AC/50-60Hz |  | Import Automatique |  | 422.5 | [6 empty] | 1 | 1 | 0 | [7 empty] | KG |  | CM |  | CM |  | CM |  | CM2 |  | CM3 |  |  | 0
LCT888813 |  | accesory / spare part. truss clamp for 3-Ph- track | accesory / spare part. truss clamp for 3-Ph- track |  | Import Automatique |  | 29 | [6 empty] | 1 | 1 | 0 | [7 empty] | KG |  | CM |  | CM |  | CM |  | CM2 |  | CM3 |  |  | 0
LCT920102 |  | Built in furniture lamp. constant voltage. 12V DC. power / power consumption: 1.90 W / 1.90 W | Built in furniture lamp. constant voltage. 12V DC. power / power consumption: 1.90 W / 1.90 W |  | Import Automatique |  | 19 | [6 empty] | 1 | 1 | 0 | [7 empty] | KG |  | CM |  | CM |  | CM |  | CM2 |  | CM3 |  |  | 0
LCT920103 |  | Built in furniture lamp. constant voltage. 12V DC. power / power consumption: 2.00 W / 2.00 W | Built in furniture lamp. constant voltage. 12V DC. power / power consumption: 2.00 W / 2.00 W |  | Import Automatique |  | 19 | [6 empty] | 1 | 1 | 0 | [7 empty] | KG |  | CM |  | CM |  | CM |  | CM2 |  | CM3 |  |  | 0
LCT920115 |  | Surface mounted furniture lamp. Unterbauleuchte LED. 220-240V AC/50-60Hz. power / power consumption: | Surface mounted furniture lamp. Unterbauleuchte LED. 220-240V AC/50-60Hz. power / power consumption: |  | Import Automatique |  | 59 | [6 empty] | 1 | 1 | 0 | [7 empty] | KG |  | CM |  | CM |  | CM |  | CM2 |  | CM3 |  |  | 0
LCT920127 |  | Display lamp. Pedria II. 3.1-3.5V DC. 350 mA. power / power consumption: 1.00 W / 1.00 W | Display lamp. Pedria II. 3.1-3.5V DC. 350 mA. power / power consumption: 1.00 W / 1.00 W |  | Import Automatique |  | 40 | [6 empty] | 1 | 1 | 0 | [7 empty] | KG |  | CM |  | CM |  | CM |  | CM2 |  | CM3 |  |  | 0
LCT920128 |  | Display lamp. Pedria I. 3.1-3.5V DC. 350 mA. power / power consumption: 1.00 W / 1.00 W | Display lamp. Pedria I. 3.1-3.5V DC. 350 mA. power / power consumption: 1.00 W / 1.00 W |  | Import Automatique |  | 32 | [6 empty] | 1 | 1 | 0 | [7 empty] | KG |  | CM |  | CM |  | CM |  | CM2 |  | CM3 |  |  | 0
LCT920129 |  | Display lamp. Pedria III. 220-240V AC/50-60Hz. power / power consumption: 1.00 W / 1.10 W | Display lamp. Pedria III. 220-240V AC/50-60Hz. power / power consumption: 1.00 W / 1.10 W |  | Import Automatique |  | 69 | [6 empty] | 1 | 1 | 0 | [7 empty] | KG |  | CM |  | CM |  | CM |  | CM2 |  | CM3 |  |  | 0
LCT920131 |  | Surface mounted wall lamp. Boa. Set of 2 pcs.. 220-240V AC/50-60Hz. power / power consumption: 1.20 | Surface mounted wall lamp. Boa. Set of 2 pcs.. 220-240V AC/50-60Hz. power / power consumption: 1.20 |  | Import Automatique |  | 69 | [6 empty] | 1 | 1 | 0 | [7 empty] | KG |  | CM |  | CM |  | CM |  | CM2 |  | CM3 |  |  | 0
LCT920132 |  | accesory / spare part. Magic Switch | accesory / spare part. Magic Switch |  | Import Automatique |  | 65 | [6 empty] | 1 | 1 | 0 | [7 empty] | KG |  | CM |  | CM |  | CM |  | CM2 |  | CM3 |  |  | 0
LCT920236 |  | Built in furniture lamp. constant current. 9.1V. 350 mA. power / power consumption: 3.20 W / 3.20 W | Built in furniture lamp. constant current. 9.1V. 350 mA. power / power consumption: 3.20 W / 3.20 W |  | Import Automatique |  | 25 | [6 empty] | 1 | 1 | 0 | [7 empty] | KG |  | CM |  | CM |  | CM |  | CM2 |  | CM3 |  |  | 0
LCT920237 |  | Built in furniture lamp. constant current. 9.2V. 350 mA. power / power consumption: 3.30 W / 3.30 W | Built in furniture lamp. constant current. 9.2V. 350 mA. power / power consumption: 3.30 W / 3.30 W |  | Import Automatique |  | 25 | [6 empty] | 1 | 1 | 0 | [7 empty] | KG |  | CM |  | CM |  | CM |  | CM2 |  | CM3 |  |  | 0
LCT930001 |  | accesory / spare part. distributor block terminal LED 3050. height: 11 mm | accesory / spare part. distributor block terminal LED 3050. height: 11 mm |  | Import Automatique |  | 3 | [6 empty] | 1 | 1 | 0 | [7 empty] | KG |  | CM |  | CM |  | CM |  | CM2 |  | CM3 |  |  | 0
LCT930006 |  | accesory / spare part. Distributor. length: 63.5 mm. width: 26 mm | accesory / spare part. Distributor. length: 63.5 mm. width: 26 mm |  | Import Automatique |  | 7 | [6 empty] | 1 | 1 | 0 | [7 empty] | KG |  | CM |  | CM |  | CM |  | CM2 |  | CM3 |  |  | 0
LCT930007 |  | accesory / spare part. Display Arm 55. length: 550 mm | accesory / spare part. Display Arm 55. length: 550 mm |  | Import Automatique |  | 49 | [6 empty] | 1 | 1 | 0 | [7 empty] | KG |  | CM |  | CM |  | CM |  | CM2 |  | CM3 |  |  | 0
LCT930008 |  | accesory / spare part. Display Arm 100. length: 1000 mm | accesory / spare part. Display Arm 100. length: 1000 mm |  | Import Automatique |  | 75 | [6 empty] | 1 | 1 | 0 | [7 empty] | KG |  | CM |  | CM |  | CM |  | CM2 |  | CM3 |  |  | 0
LCT930010 |  | accesory / spare part. Sample case Profile DE. length: 305 mm. width: 55 mm. height: 280 mm | accesory / spare part. Sample case Profile DE. length: 305 mm. width: 55 mm. height: 280 mm |  | Import Automatique |  | 50 | [6 empty] | 1 | 1 | 0 | [7 empty] | KG |  | CM |  | CM |  | CM |  | CM2 |  | CM3 |  |  | 0
LCT930011 |  | accesory / spare part. Spike 7A. length: 380 mm | accesory / spare part. Spike 7A. length: 380 mm |  | Import Automatique |  | 10 | [6 empty] | 1 | 1 | 0 | [7 empty] | KG |  | CM |  | CM |  | CM |  | CM2 |  | CM3 |  |  | 0
LCT930012 |  | accesory / spare part. Suspension Set | accesory / spare part. Suspension Set |  | Import Automatique |  | 12.5 | [6 empty] | 1 | 1 | 0 | [7 empty] | KG |  | CM |  | CM |  | CM |  | CM2 |  | CM3 |  |  | 0
LCT930013 |  | accesory / spare part. Ceiling rose. height: 45 mm | accesory / spare part. Ceiling rose. height: 45 mm |  | Import Automatique |  | 7.5 | [6 empty] | 1 | 1 | 0 | [7 empty] | KG |  | CM |  | CM |  | CM |  | CM2 |  | CM3 |  |  | 0
LCT930014 |  | accesory / spare part. Bracketset Flat | accesory / spare part. Bracketset Flat |  | Import Automatique |  | 14 | [6 empty] | 1 | 1 | 0 | [7 empty] | KG |  | CM |  | CM |  | CM |  | CM2 |  | CM3 |  |  | 0
LCT930015 |  | accesory / spare part. Bracketset | accesory / spare part. Bracketset |  | Import Automatique |  | 14 | [6 empty] | 1 | 1 | 0 | [7 empty] | KG |  | CM |  | CM |  | CM |  | CM2 |  | CM3 |  |  | 0
LCT930017 |  | accesory / spare part. Frame for plaster. length: 670 mm. width: 670 mm. height: 40 mm | accesory / spare part. Frame for plaster. length: 670 mm. width: 670 mm. height: 40 mm |  | Import Automatique |  | 35 | [6 empty] | 1 | 1 | 0 | [7 empty] | KG |  | CM |  | CM |  | CM |  | CM2 |  | CM3 |  |  | 0
LCT930018 |  | accesory / spare part. Surface mounting frame. length: 620 mm. width: 620 mm. height: 30 mm | accesory / spare part. Surface mounting frame. length: 620 mm. width: 620 mm. height: 30 mm |  | Import Automatique |  | 30 | [6 empty] | 1 | 1 | 0 | [7 empty] | KG |  | CM |  | CM |  | CM |  | CM2 |  | CM3 |  |  | 0
LCT930029 |  | accesory / spare part. Spare cover and gasket for Porta and Verto | accesory / spare part. Spare cover and gasket for Porta and Verto |  | Import Automatique |  | 14.9 | [6 empty] | 1 | 1 | 0 | [7 empty] | KG |  | CM |  | CM |  | CM |  | CM2 |  | CM3 |  |  | 0
LCT930030 |  | accesory / spare part. Sample case Profile en. length: 305 mm. width: 55 mm. height: 280 mm | accesory / spare part. Sample case Profile en. length: 305 mm. width: 55 mm. height: 280 mm |  | Import Automatique |  | 50 | [6 empty] | 1 | 1 | 0 | [7 empty] | KG |  | CM |  | CM |  | CM |  | CM2 |  | CM3 |  |  | 0
LCT930035 |  | accesory / spare part. Endcap 14mm 10 pcs. length: 10 mm. width: 16 mm. height: 4.5 mm | accesory / spare part. Endcap 14mm 10 pcs. length: 10 mm. width: 16 mm. height: 4.5 mm |  | Import Automatique |  | 2 | [6 empty] | 1 | 1 | 0 | [7 empty] | KG |  | CM |  | CM |  | CM |  | CM2 |  | CM3 |  |  | 0
LCT930036 |  | accesory / spare part. motion sensor MD1200. length: 75 mm. width: 42 mm. height: 28 mm | accesory / spare part. motion sensor MD1200. length: 75 mm. width: 42 mm. height: 28 mm |  | Import Automatique |  | 39 | [6 empty] | 1 | 1 | 0 | [7 empty] | KG |  | CM |  | CM |  | CM |  | CM2 |  | CM3 |  |  | 0
LCT930040 |  | accesory / spare part. Cut Light end cap | accesory / spare part. Cut Light end cap |  | Import Automatique |  | 0.75 | [6 empty] | 1 | 1 | 0 | [7 empty] | KG |  | CM |  | CM |  | CM |  | CM2 |  | CM3 |  |  | 0
LCT930041 |  | accesory / spare part. Cut Light straight connector | accesory / spare part. Cut Light straight connector |  | Import Automatique |  | 2.75 | [6 empty] | 1 | 1 | 0 | [7 empty] | KG |  | CM |  | CM |  | CM |  | CM2 |  | CM3 |  |  | 0
LCT930060 |  | accesory / spare part. Dimmer Trailing Edge 10-350W. length: 83.5 mm. width: 83.5 mm. height: 43.5 m | accesory / spare part. Dimmer Trailing Edge 10-350W. length: 83.5 mm. width: 83.5 mm. height: 43.5 m |  | Import Automatique |  | 49 | [6 empty] | 1 | 1 | 0 | [7 empty] | KG |  | CM |  | CM |  | CM |  | CM2 |  | CM3 |  |  | 0
LCT930071 |  | accesory / spare part. Suspension adjustable for lamp Tri Proof 2 pcs.. length: 2500 mm | accesory / spare part. Suspension adjustable for lamp Tri Proof 2 pcs.. length: 2500 mm |  | Import Automatique |  | 12.5 | [6 empty] | 1 | 1 | 0 | [7 empty] | KG |  | CM |  | CM |  | CM |  | CM2 |  | CM3 |  |  | 0
LCT930072 |  | accesory / spare part. Surface mounting bracket for lamp Tri Proof 2 pcs. | accesory / spare part. Surface mounting bracket for lamp Tri Proof 2 pcs. |  | Import Automatique |  | 12.5 | [6 empty] | 1 | 1 | 0 | [7 empty] | KG |  | CM |  | CM |  | CM |  | CM2 |  | CM3 |  |  | 0
LCT930074 |  | accesory / spare part. Cover matt white round for COB 68 IP65 + Mizar II. height: 4 mm | accesory / spare part. Cover matt white round for COB 68 IP65 + Mizar II. height: 4 mm |  | Import Automatique |  | 9 | [6 empty] | 1 | 1 | 0 | [7 empty] | KG |  | CM |  | CM |  | CM |  | CM2 |  | CM3 |  |  | 0
LCT930075 |  | accesory / spare part. Cover matt white square for COB 68 IP65 + Mizar II. length: 83 mm. width: 83 | accesory / spare part. Cover matt white square for COB 68 IP65 + Mizar II. length: 83 mm. width: 83 |  | Import Automatique |  | 9 | [6 empty] | 1 | 1 | 0 | [7 empty] | KG |  | CM |  | CM |  | CM |  | CM2 |  | CM3 |  |  | 0
LCT930076 |  | accesory / spare part. Cover chrome round for COB 68 IP65 + Mizar II. height: 4 mm | accesory / spare part. Cover chrome round for COB 68 IP65 + Mizar II. height: 4 mm |  | Import Automatique |  | 9 | [6 empty] | 1 | 1 | 0 | [7 empty] | KG |  | CM |  | CM |  | CM |  | CM2 |  | CM3 |  |  | 0
LCT930077 |  | accesory / spare part. Cover chrome square for COB 68 IP65 + Mizar II. length: 83 mm. width: 83 mm. | accesory / spare part. Cover chrome square for COB 68 IP65 + Mizar II. length: 83 mm. width: 83 mm. |  | Import Automatique |  | 9 | [6 empty] | 1 | 1 | 0 | [7 empty] | KG |  | CM |  | CM |  | CM |  | CM2 |  | CM3 |  |  | 0
LCT930078 |  | accesory / spare part. Cover silver satin round for COB 68 IP65 + Mizar II. height: 4 mm | accesory / spare part. Cover silver satin round for COB 68 IP65 + Mizar II. height: 4 mm |  | Import Automatique |  | 9 | [6 empty] | 1 | 1 | 0 | [7 empty] | KG |  | CM |  | CM |  | CM |  | CM2 |  | CM3 |  |  | 0
LCT930079 |  | accesory / spare part. Cover silver satin square for COB 68 IP65 + Mizar II. length: 83 mm. width: | accesory / spare part. Cover silver satin square for COB 68 IP65 + Mizar II. length: 83 mm. width: |  | Import Automatique |  | 9 | [6 empty] | 1 | 1 | 0 | [7 empty] | KG |  | CM |  | CM |  | CM |  | CM2 |  | CM3 |  |  | 0
LCT930084 |  | accesory / spare part. 17° Reflektor for Modular Sytem COB. height: 42 mm | accesory / spare part. 17° Reflektor for Modular Sytem COB. height: 42 mm |  | Import Automatique |  | 10 | [6 empty] | 1 | 1 | 0 | [7 empty] | KG |  | CM |  | CM |  | CM |  | CM2 |  | CM3 |  |  | 0
LCT930085 |  | accesory / spare part. 40° Reflector for Modular Sytem COB. height: 42 mm | accesory / spare part. 40° Reflector for Modular Sytem COB. height: 42 mm |  | Import Automatique |  | 10 | [6 empty] | 1 | 1 | 0 | [7 empty] | KG |  | CM |  | CM |  | CM |  | CM2 |  | CM3 |  |  | 0
LCT930086 |  | accesory / spare part. 60° Reflektor for Modular Sytem COB. height: 42 mm | accesory / spare part. 60° Reflektor for Modular Sytem COB. height: 42 mm |  | Import Automatique |  | 10 | [6 empty] | 1 | 1 | 0 | [7 empty] | KG |  | CM |  | CM |  | CM |  | CM2 |  | CM3 |  |  | 0
LCT930087 |  | accesory / spare part. Frosted Glass Diffuser for Modular Sytem COB. height: 3 mm | accesory / spare part. Frosted Glass Diffuser for Modular Sytem COB. height: 3 mm |  | Import Automatique |  | 1 | [6 empty] | 1 | 1 | 0 | [7 empty] | KG |  | CM |  | CM |  | CM |  | CM2 |  | CM3 |  |  | 0
LCT930088 |  | accesory / spare part. Honeycomb Filter for Modular Sytem COB. height: 3 mm | accesory / spare part. Honeycomb Filter for Modular Sytem COB. height: 3 mm |  | Import Automatique |  | 5 | [6 empty] | 1 | 1 | 0 | [7 empty] | KG |  | CM |  | CM |  | CM |  | CM2 |  | CM3 |  |  | 0
LCT930089 |  | accesory / spare part. 170 mm Fixed Ring for Modular System COB. height: 50 mm | accesory / spare part. 170 mm Fixed Ring for Modular System COB. height: 50 mm |  | Import Automatique |  | 17 | [6 empty] | 1 | 1 | 0 | [7 empty] | KG |  | CM |  | CM |  | CM |  | CM2 |  | CM3 |  |  | 0
LCT930090 |  | accesory / spare part. 230 mm Fixed Ring for Modular System COB. height: 80 mm | accesory / spare part. 230 mm Fixed Ring for Modular System COB. height: 80 mm |  | Import Automatique |  | 24 | [6 empty] | 1 | 1 | 0 | [7 empty] | KG |  | CM |  | CM |  | CM |  | CM2 |  | CM3 |  |  | 0
LCT930091 |  | accesory / spare part. Mounting Ring swivel for Modular System COB. height: 30 mm | accesory / spare part. Mounting Ring swivel for Modular System COB. height: 30 mm |  | Import Automatique |  | 27 | [6 empty] | 1 | 1 | 0 | [7 empty] | KG |  | CM |  | CM |  | CM |  | CM2 |  | CM3 |  |  | 0
LCT930092 |  | accesory / spare part. Gimbal Frame for Modular System COB. length: 140 mm. width: 140 mm. height: 4 | accesory / spare part. Gimbal Frame for Modular System COB. length: 140 mm. width: 140 mm. height: 4 |  | Import Automatique |  | 29 | [6 empty] | 1 | 1 | 0 | [7 empty] | KG |  | CM |  | CM |  | CM |  | CM2 |  | CM3 |  |  | 0
LCT930093 |  | accesory / spare part. Gimbal Frame for Modular System COB. length: 140 mm. width: 257 mm. height: 7 | accesory / spare part. Gimbal Frame for Modular System COB. length: 140 mm. width: 257 mm. height: 7 |  | Import Automatique |  | 55 | [6 empty] | 1 | 1 | 0 | [7 empty] | KG |  | CM |  | CM |  | CM |  | CM2 |  | CM3 |  |  | 0
LCT930094 |  | accesory / spare part. Trimless Gimbal for Modular System COB. length: 178 mm. width: 120 mm. height | accesory / spare part. Trimless Gimbal for Modular System COB. length: 178 mm. width: 120 mm. height |  | Import Automatique |  | 69 | [6 empty] | 1 | 1 | 0 | [7 empty] | KG |  | CM |  | CM |  | CM |  | CM2 |  | CM3 |  |  | 0
LCT930095 |  | accesory / spare part. Trimless Gimbal for Modular System COB. length: 178 mm. width: 120 mm. height | accesory / spare part. Trimless Gimbal for Modular System COB. length: 178 mm. width: 120 mm. height |  | Import Automatique |  | 69 | [6 empty] | 1 | 1 | 0 | [7 empty] | KG |  | CM |  | CM |  | CM |  | CM2 |  | CM3 |  |  | 0
LCT930096 |  | accesory / spare part. Trimless Gimbal for Modular System COB. length: 305 mm. width: 120 mm. height | accesory / spare part. Trimless Gimbal for Modular System COB. length: 305 mm. width: 120 mm. height |  | Import Automatique |  | 89 | [6 empty] | 1 | 1 | 0 | [7 empty] | KG |  | CM |  | CM |  | CM |  | CM2 |  | CM3 |  |  | 0
LCT930097 |  | accesory / spare part. Trimless Gimbal for Modular System COB. length: 305 mm. width: 120 mm. height | accesory / spare part. Trimless Gimbal for Modular System COB. length: 305 mm. width: 120 mm. height |  | Import Automatique |  | 89 | [6 empty] | 1 | 1 | 0 | [7 empty] | KG |  | CM |  | CM |  | CM |  | CM2 |  | CM3 |  |  | 0
LCT930099 |  | accesory / spare part. Cover silver brushed round COB 68 IP65 + Mizar II. height: 4 mm | accesory / spare part. Cover silver brushed round COB 68 IP65 + Mizar II. height: 4 mm |  | Import Automatique |  | 9 | [6 empty] | 1 | 1 | 0 | [7 empty] | KG |  | CM |  | CM |  | CM |  | CM2 |  | CM3 |  |  | 0
LCT930100 |  | accesory / spare part. Cover silver brushed square for COB 68 IP65 + Mizar II. length: 83 mm. width | accesory / spare part. Cover silver brushed square for COB 68 IP65 + Mizar II. length: 83 mm. width |  | Import Automatique |  | 9 | [6 empty] | 1 | 1 | 0 | [7 empty] | KG |  | CM |  | CM |  | CM |  | CM2 |  | CM3 |  |  | 0
LCT930103 |  | accesory / spare part. sealant smooting agent 400ml SABESTO | accesory / spare part. sealant smooting agent 400ml SABESTO |  | Import Automatique |  | 38 | [6 empty] | 1 | 1 | 0 | [7 empty] | KG |  | CM |  | CM |  | CM |  | CM2 |  | CM3 |  |  | 0
LCT930104 |  | Accessories. natural stone sealant 310ml | Accessories. natural stone sealant 310ml |  | Import Automatique |  | 38 | [6 empty] | 1 | 1 | 0 | [7 empty] | KG |  | CM |  | CM |  | CM |  | CM2 |  | CM3 |  |  | 0
LCT930105 |  | Accessories. bond + seal power 300ml | Accessories. bond + seal power 300ml |  | Import Automatique |  | 34 | [6 empty] | 1 | 1 | 0 | [7 empty] | KG |  | CM |  | CM |  | CM |  | CM2 |  | CM3 |  |  | 0
LCT930107 |  | accesory / spare part. Sample case Profile de/en. length: 436 mm. width: 306 mm. height: 205 mm | accesory / spare part. Sample case Profile de/en. length: 436 mm. width: 306 mm. height: 205 mm |  | Import Automatique |  | 149 | [6 empty] | 1 | 1 | 0 | [7 empty] | KG |  | CM |  | CM |  | CM |  | CM2 |  | CM3 |  |  | 0
LCT930111 |  | Accessories. 10 pieces nylon dowels ZEBRA-SHARK (W-ZX) 10pieces clipboard screw ASSY 3.0 | Accessories. 10 pieces nylon dowels ZEBRA-SHARK (W-ZX) 10pieces clipboard screw ASSY 3.0 |  | Import Automatique |  | 7 | [6 empty] | 1 | 1 | 0 | [7 empty] | KG |  | CM |  | CM |  | CM |  | CM2 |  | CM3 |  |  | 0
LCT930127 |  | accesory / spare part. Cover white round for Light Base COB Indoor. length: 85 mm. width: 85 mm. hei | accesory / spare part. Cover white round for Light Base COB Indoor. length: 85 mm. width: 85 mm. hei |  | Import Automatique |  | 10 | [6 empty] | 1 | 1 | 0 | [7 empty] | KG |  | CM |  | CM |  | CM |  | CM2 |  | CM3 |  |  | 0
LCT930128 |  | accesory / spare part. Cover silver gray round for Light Base COB Indoor. length: 85 mm. width: 85 m | accesory / spare part. Cover silver gray round for Light Base COB Indoor. length: 85 mm. width: 85 m |  | Import Automatique |  | 10 | [6 empty] | 1 | 1 | 0 | [7 empty] | KG |  | CM |  | CM |  | CM |  | CM2 |  | CM3 |  |  | 0
LCT930129 |  | accesory / spare part. Cover black round for Light Base COB Indoor. length: 85 mm. width: 85 mm. hei | accesory / spare part. Cover black round for Light Base COB Indoor. length: 85 mm. width: 85 mm. hei |  | Import Automatique |  | 10 | [6 empty] | 1 | 1 | 0 | [7 empty] | KG |  | CM |  | CM |  | CM |  | CM2 |  | CM3 |  |  | 0
LCT930130 |  | accesory / spare part. Cover white squared for Light Base COB Indoor. length: 85 mm. width: 85 mm. h | accesory / spare part. Cover white squared for Light Base COB Indoor. length: 85 mm. width: 85 mm. h |  | Import Automatique |  | 10 | [6 empty] | 1 | 1 | 0 | [7 empty] | KG |  | CM |  | CM |  | CM |  | CM2 |  | CM3 |  |  | 0
LCT930131 |  | accesory / spare part. Cover silver gray squared for Light Base COB Indoor. length: 85 mm. width: 85 | accesory / spare part. Cover silver gray squared for Light Base COB Indoor. length: 85 mm. width: 85 |  | Import Automatique |  | 10 | [6 empty] | 1 | 1 | 0 | [7 empty] | KG |  | CM |  | CM |  | CM |  | CM2 |  | CM3 |  |  | 0
LCT930132 |  | accesory / spare part. Cover black squared for Light Base COB Indoor. length: 85 mm. width: 85 mm. h | accesory / spare part. Cover black squared for Light Base COB Indoor. length: 85 mm. width: 85 mm. h |  | Import Automatique |  | 10 | [6 empty] | 1 | 1 | 0 | [7 empty] | KG |  | CM |  | CM |  | CM |  | CM2 |  | CM3 |  |  | 0
LCT930133 |  | accesory / spare part. Cover white squared for Light Base COB Outdoor. length: 100 mm. width: 100 mm | accesory / spare part. Cover white squared for Light Base COB Outdoor. length: 100 mm. width: 100 mm |  | Import Automatique |  | 13 | [6 empty] | 1 | 1 | 0 | [7 empty] | KG |  | CM |  | CM |  | CM |  | CM2 |  | CM3 |  |  | 0
LCT930134 |  | accesory / spare part. Cover silver gray squared for Light Base COB Outdoor. length: 100 mm. width: | accesory / spare part. Cover silver gray squared for Light Base COB Outdoor. length: 100 mm. width: |  | Import Automatique |  | 13 | [6 empty] | 1 | 1 | 0 | [7 empty] | KG |  | CM |  | CM |  | CM |  | CM2 |  | CM3 |  |  | 0
LCT930135 |  | accesory / spare part. Cover black squared for Light Base COB Outdoor. length: 100 mm. width: 100 mm | accesory / spare part. Cover black squared for Light Base COB Outdoor. length: 100 mm. width: 100 mm |  | Import Automatique |  | 13 | [6 empty] | 1 | 1 | 0 | [7 empty] | KG |  | CM |  | CM |  | CM |  | CM2 |  | CM3 |  |  | 0
LCT930136 |  | accesory / spare part. Cover white grate for Light Base COB Outdoor. length: 100 mm. width: 100 mm. | accesory / spare part. Cover white grate for Light Base COB Outdoor. length: 100 mm. width: 100 mm. |  | Import Automatique |  | 13 | [6 empty] | 1 | 1 | 0 | [7 empty] | KG |  | CM |  | CM |  | CM |  | CM2 |  | CM3 |  |  | 0
LCT930137 |  | accesory / spare part. Cover silver gray grate for Light Base COB Outdoor. length: 100 mm. width: 10 | accesory / spare part. Cover silver gray grate for Light Base COB Outdoor. length: 100 mm. width: 10 |  | Import Automatique |  | 13 | [6 empty] | 1 | 1 | 0 | [7 empty] | KG |  | CM |  | CM |  | CM |  | CM2 |  | CM3 |  |  | 0
LCT930138 |  | accesory / spare part. Cover black grate for Light Base COB Outdoor. length: 100 mm. width: 100 mm. | accesory / spare part. Cover black grate for Light Base COB Outdoor. length: 100 mm. width: 100 mm. |  | Import Automatique |  | 13 | [6 empty] | 1 | 1 | 0 | [7 empty] | KG |  | CM |  | CM |  | CM |  | CM2 |  | CM3 |  |  | 0
LCT930139 |  | accesory / spare part. Cover white line for Light Base COB Outdoor. length: 100 mm. width: 100 mm. h | accesory / spare part. Cover white line for Light Base COB Outdoor. length: 100 mm. width: 100 mm. h |  | Import Automatique |  | 13 | [6 empty] | 1 | 1 | 0 | [7 empty] | KG |  | CM |  | CM |  | CM |  | CM2 |  | CM3 |  |  | 0
LCT930140 |  | accesory / spare part. Cover silver gray line for Light Base COB Outdoor. length: 100 mm. width: 100 | accesory / spare part. Cover silver gray line for Light Base COB Outdoor. length: 100 mm. width: 100 |  | Import Automatique |  | 13 | [6 empty] | 1 | 1 | 0 | [7 empty] | KG |  | CM |  | CM |  | CM |  | CM2 |  | CM3 |  |  | 0
LCT930141 |  | accesory / spare part. Cover black line for Light Base COB Outdoor. length: 100 mm. width: 100 mm. h | accesory / spare part. Cover black line for Light Base COB Outdoor. length: 100 mm. width: 100 mm. h |  | Import Automatique |  | 13 | [6 empty] | 1 | 1 | 0 | [7 empty] | KG |  | CM |  | CM |  | CM |  | CM2 |  | CM3 |  |  | 0
LCT930142 |  | accesory / spare part. Cover white round for Light Base COB Outdoor. length: 100 mm. width: 100 mm. | accesory / spare part. Cover white round for Light Base COB Outdoor. length: 100 mm. width: 100 mm. |  | Import Automatique |  | 13 | [6 empty] | 1 | 1 | 0 | [7 empty] | KG |  | CM |  | CM |  | CM |  | CM2 |  | CM3 |  |  | 0
LCT930143 |  | accesory / spare part. Cover silver gray round for Light Base COB Outdoor. length: 100 mm. width: 10 | accesory / spare part. Cover silver gray round for Light Base COB Outdoor. length: 100 mm. width: 10 |  | Import Automatique |  | 13 | [6 empty] | 1 | 1 | 0 | [7 empty] | KG |  | CM |  | CM |  | CM |  | CM2 |  | CM3 |  |  | 0
LCT930144 |  | accesory / spare part. Cover black round for Light Base COB Outdoor. length: 100 mm. width: 100 mm. | accesory / spare part. Cover black round for Light Base COB Outdoor. length: 100 mm. width: 100 mm. |  | Import Automatique |  | 13 | [6 empty] | 1 | 1 | 0 | [7 empty] | KG |  | CM |  | CM |  | CM |  | CM2 |  | CM3 |  |  | 0
LCT930151 |  | accesory / spare part. Reflector 90° for Ainara. height: 147 mm | accesory / spare part. Reflector 90° for Ainara. height: 147 mm |  | Import Automatique |  | 49 | [6 empty] | 1 | 1 | 0 | [7 empty] | KG |  | CM |  | CM |  | CM |  | CM2 |  | CM3 |  |  | 0
LCT930152 |  | accesory / spare part. Surface mounting frame 120x30. length: 1201 mm. width: 301 mm. height: 50 mm | accesory / spare part. Surface mounting frame 120x30. length: 1201 mm. width: 301 mm. height: 50 mm |  | Import Automatique |  | 49 | [6 empty] | 1 | 1 | 0 | [7 empty] | KG |  | CM |  | CM |  | CM |  | CM2 |  | CM3 |  |  | 0
LCT930153 |  | accesory / spare part. Suspendant cable LED Panel II Set 6 pcs.. length: 1500 mm | accesory / spare part. Suspendant cable LED Panel II Set 6 pcs.. length: 1500 mm |  | Import Automatique |  | 12.5 | [6 empty] | 1 | 1 | 0 | [7 empty] | KG |  | CM |  | CM |  | CM |  | CM2 |  | CM3 |  |  | 0
LCT930160 |  | accesory / spare part. Connector Mia straight. black. length: 13.60 mm. width: 37.60 mm. height: 7.6 | accesory / spare part. Connector Mia straight. black. length: 13.60 mm. width: 37.60 mm. height: 7.6 |  | Import Automatique |  | 2 | [6 empty] | 1 | 1 | 0 | [7 empty] | KG |  | CM |  | CM |  | CM |  | CM2 |  | CM3 |  |  | 0
LCT930163 |  | accesory / spare part. Tauri 40 Reflector 12°. height: 53 mm | accesory / spare part. Tauri 40 Reflector 12°. height: 53 mm |  | Import Automatique |  | 19 | [6 empty] | 1 | 1 | 0 | [7 empty] | KG |  | CM |  | CM |  | CM |  | CM2 |  | CM3 |  |  | 0
LCT930164 |  | accesory / spare part. Tauri 40 Reflector 25°. height: 53 mm | accesory / spare part. Tauri 40 Reflector 25°. height: 53 mm |  | Import Automatique |  | 19 | [6 empty] | 1 | 1 | 0 | [7 empty] | KG |  | CM |  | CM |  | CM |  | CM2 |  | CM3 |  |  | 0
LCT930165 |  | accesory / spare part. Tauri 40 Reflector 38°. height: 53 mm | accesory / spare part. Tauri 40 Reflector 38°. height: 53 mm |  | Import Automatique |  | 19 | [6 empty] | 1 | 1 | 0 | [7 empty] | KG |  | CM |  | CM |  | CM |  | CM2 |  | CM3 |  |  | 0
LCT930166 |  | Accessories. Dead end cap white for 7812 | Accessories. Dead end cap white for 7812 |  | Import Automatique |  | 1.7 | [6 empty] | 1 | 1 | 0 | [7 empty] | KG |  | CM |  | CM |  | CM |  | CM2 |  | CM3 |  |  | 0
LCT930167 |  | Accessories. Surface mounted frame 30x30. length: 303 mm. width: 303 mm. height: 50 mm | Accessories. Surface mounted frame 30x30. length: 303 mm. width: 303 mm. height: 50 mm |  | Import Automatique |  | 25 | [6 empty] | 1 | 1 | 0 | [7 empty] | KG |  | CM |  | CM |  | CM |  | CM2 |  | CM3 |  |  | 0
LCT930168 |  | Accessories. Surface mounted frame 60x60. length: 603 mm. width: 603 mm. height: 50 mm | Accessories. Surface mounted frame 60x60. length: 603 mm. width: 603 mm. height: 50 mm |  | Import Automatique |  | 35 | [6 empty] | 1 | 1 | 0 | [7 empty] | KG |  | CM |  | CM |  | CM |  | CM2 |  | CM3 |  |  | 0
LCT930169 |  | accesory / spare part. Tauri 19 Reflector 12°. height: 45.50 mm | accesory / spare part. Tauri 19 Reflector 12°. height: 45.50 mm |  | Import Automatique |  | 15 | [6 empty] | 1 | 1 | 0 | [7 empty] | KG |  | CM |  | CM |  | CM |  | CM2 |  | CM3 |  |  | 0
LCT930170 |  | accesory / spare part. Tauri 19 Reflector 18°. height: 45.50 mm | accesory / spare part. Tauri 19 Reflector 18°. height: 45.50 mm |  | Import Automatique |  | 15 | [6 empty] | 1 | 1 | 0 | [7 empty] | KG |  | CM |  | CM |  | CM |  | CM2 |  | CM3 |  |  | 0
LCT930171 |  | accesory / spare part. Tauri 19 Reflector 32°. height: 45.50 mm | accesory / spare part. Tauri 19 Reflector 32°. height: 45.50 mm |  | Import Automatique |  | 15 | [6 empty] | 1 | 1 | 0 | [7 empty] | KG |  | CM |  | CM |  | CM |  | CM2 |  | CM3 |  |  | 0
LCT930172 |  | accesory / spare part. Tauri 8 Reflector 15°. height: 35.1 mm | accesory / spare part. Tauri 8 Reflector 15°. height: 35.1 mm |  | Import Automatique |  | 15 | [6 empty] | 1 | 1 | 0 | [7 empty] | KG |  | CM |  | CM |  | CM |  | CM2 |  | CM3 |  |  | 0
LCT930173 |  | accesory / spare part. Tauri 8 Reflector 25°. height: 35.1 mm | accesory / spare part. Tauri 8 Reflector 25°. height: 35.1 mm |  | Import Automatique |  | 15 | [6 empty] | 1 | 1 | 0 | [7 empty] | KG |  | CM |  | CM |  | CM |  | CM2 |  | CM3 |  |  | 0
LCT930174 |  | accesory / spare part. Tauri 8 Reflector 38°. height: 35.1 mm | accesory / spare part. Tauri 8 Reflector 38°. height: 35.1 mm |  | Import Automatique |  | 15 | [6 empty] | 1 | 1 | 0 | [7 empty] | KG |  | CM |  | CM |  | CM |  | CM2 |  | CM3 |  |  | 0
LCT930175 |  | accesory / spare part. Tauri Spike M18. length: 270 mm. width: 78 mm. height: 50 mm | accesory / spare part. Tauri Spike M18. length: 270 mm. width: 78 mm. height: 50 mm |  | Import Automatique |  | 19 | [6 empty] | 1 | 1 | 0 | [7 empty] | KG |  | CM |  | CM |  | CM |  | CM2 |  | CM3 |  |  | 0
LCT930176 |  | accesory / spare part. Tauri 40 Hood. height: 70 mm | accesory / spare part. Tauri 40 Hood. height: 70 mm |  | Import Automatique |  | 49 | [6 empty] | 1 | 1 | 0 | [7 empty] | KG |  | CM |  | CM |  | CM |  | CM2 |  | CM3 |  |  | 0
LCT930177 |  | accesory / spare part. Tauri 40 cover with stria glass. height: 22 mm | accesory / spare part. Tauri 40 cover with stria glass. height: 22 mm |  | Import Automatique |  | 49 | [6 empty] | 1 | 1 | 0 | [7 empty] | KG |  | CM |  | CM |  | CM |  | CM2 |  | CM3 |  |  | 0
LCT930178 |  | accesory / spare part. Tauri 40 cover with satin glass. height: 22 mm | accesory / spare part. Tauri 40 cover with satin glass. height: 22 mm |  | Import Automatique |  | 49 | [6 empty] | 1 | 1 | 0 | [7 empty] | KG |  | CM |  | CM |  | CM |  | CM2 |  | CM3 |  |  | 0
LCT930179 |  | Accessories. Surface mounted frame 62x62. length: 628 mm. width: 628 mm. height: 50 mm | Accessories. Surface mounted frame 62x62. length: 628 mm. width: 628 mm. height: 50 mm |  | Import Automatique |  | 35 | [6 empty] | 1 | 1 | 0 | [7 empty] | KG |  | CM |  | CM |  | CM |  | CM2 |  | CM3 |  |  | 0
LCT930180 |  | Accessories. Surface mounted frame 124x62. length: 1246 mm. width: 626 mm. height: 50 mm | Accessories. Surface mounted frame 124x62. length: 1246 mm. width: 626 mm. height: 50 mm |  | Import Automatique |  | 59 | [6 empty] | 1 | 1 | 0 | [7 empty] | KG |  | CM |  | CM |  | CM |  | CM2 |  | CM3 |  |  | 0
LCT930182 |  | accesory / spare part. Tauri 19 Hood. height: 35 mm | accesory / spare part. Tauri 19 Hood. height: 35 mm |  | Import Automatique |  | 39 | [6 empty] | 1 | 1 | 0 | [7 empty] | KG |  | CM |  | CM |  | CM |  | CM2 |  | CM3 |  |  | 0
LCT930183 |  | accesory / spare part. Tauri 19 cover with stria glass. height: 8 mm | accesory / spare part. Tauri 19 cover with stria glass. height: 8 mm |  | Import Automatique |  | 49 | [6 empty] | 1 | 1 | 0 | [7 empty] | KG |  | CM |  | CM |  | CM |  | CM2 |  | CM3 |  |  | 0
LCT930184 |  | accesory / spare part. Tauri 19 cover with satin glass. height: 8 mm | accesory / spare part. Tauri 19 cover with satin glass. height: 8 mm |  | Import Automatique |  | 49 | [6 empty] | 1 | 1 | 0 | [7 empty] | KG |  | CM |  | CM |  | CM |  | CM2 |  | CM3 |  |  | 0
LCT930185 |  | accesory / spare part. Tauri 8 Hood. height: 30 mm | accesory / spare part. Tauri 8 Hood. height: 30 mm |  | Import Automatique |  | 35 | [6 empty] | 1 | 1 | 0 | [7 empty] | KG |  | CM |  | CM |  | CM |  | CM2 |  | CM3 |  |  | 0
LCT930186 |  | accesory / spare part. Tauri 8 cover with stria glass. height: 8 mm | accesory / spare part. Tauri 8 cover with stria glass. height: 8 mm |  | Import Automatique |  | 49 | [6 empty] | 1 | 1 | 0 | [7 empty] | KG |  | CM |  | CM |  | CM |  | CM2 |  | CM3 |  |  | 0
LCT930187 |  | accesory / spare part. Tauri 8 cover with satin glass. height: 8 mm | accesory / spare part. Tauri 8 cover with satin glass. height: 8 mm |  | Import Automatique |  | 49 | [6 empty] | 1 | 1 | 0 | [7 empty] | KG |  | CM |  | CM |  | CM |  | CM2 |  | CM3 |  |  | 0
LCT930188 |  | Accessories. 20° Reflector Luna 15. height: 25 mm | Accessories. 20° Reflector Luna 15. height: 25 mm |  | Import Automatique |  | 10 | [6 empty] | 1 | 1 | 0 | [7 empty] | KG |  | CM |  | CM |  | CM |  | CM2 |  | CM3 |  |  | 0
LCT930189 |  | Accessories. 30° Reflector Luna 15. height: 25 mm | Accessories. 30° Reflector Luna 15. height: 25 mm |  | Import Automatique |  | 10 | [6 empty] | 1 | 1 | 0 | [7 empty] | KG |  | CM |  | CM |  | CM |  | CM2 |  | CM3 |  |  | 0
LCT930191 |  | accesory / spare part. Angle connector Mia flat. black. length: 46.79 mm. width: 37.60 mm. height: 7 | accesory / spare part. Angle connector Mia flat. black. length: 46.79 mm. width: 37.60 mm. height: 7 |  | Import Automatique |  | 3 | [6 empty] | 1 | 1 | 0 | [7 empty] | KG |  | CM |  | CM |  | CM |  | CM2 |  | CM3 |  |  | 0
LCT930193 |  | accesory / spare part. Mobby II+III/Louise Reflector 20°. height: 36 mm | accesory / spare part. Mobby II+III/Louise Reflector 20°. height: 36 mm |  | Import Automatique |  | 15 | [6 empty] | 1 | 1 | 0 | [7 empty] | KG |  | CM |  | CM |  | CM |  | CM2 |  | CM3 |  |  | 0
LCT930194 |  | accesory / spare part. Mobby II+III/Louise Reflector 33°. height: 36 mm | accesory / spare part. Mobby II+III/Louise Reflector 33°. height: 36 mm |  | Import Automatique |  | 15 | [6 empty] | 1 | 1 | 0 | [7 empty] | KG |  | CM |  | CM |  | CM |  | CM2 |  | CM3 |  |  | 0
LCT930196 |  | Accessories. 20° Reflector Luna 20/30. height: 41 mm | Accessories. 20° Reflector Luna 20/30. height: 41 mm |  | Import Automatique |  | 12 | [6 empty] | 1 | 1 | 0 | [7 empty] | KG |  | CM |  | CM |  | CM |  | CM2 |  | CM3 |  |  | 0
LCT930197 |  | accesory / spare part. Cover Crateris I wood grey brown. length: 125 mm. width: 90 mm. height: 100 m | accesory / spare part. Cover Crateris I wood grey brown. length: 125 mm. width: 90 mm. height: 100 m |  | Import Automatique |  | 29 | [6 empty] | 1 | 1 | 0 | [7 empty] | KG |  | CM |  | CM |  | CM |  | CM2 |  | CM3 |  |  | 0
LCT930198 |  | accesory / spare part. Cover Crateris I wood brown. length: 125 mm. width: 90 mm. height: 100 mm | accesory / spare part. Cover Crateris I wood brown. length: 125 mm. width: 90 mm. height: 100 mm |  | Import Automatique |  | 29 | [6 empty] | 1 | 1 | 0 | [7 empty] | KG |  | CM |  | CM |  | CM |  | CM2 |  | CM3 |  |  | 0
LCT930199 |  | accesory / spare part. Cover Crateris I wood white oak. length: 125 mm. width: 90 mm. height: 100 mm | accesory / spare part. Cover Crateris I wood white oak. length: 125 mm. width: 90 mm. height: 100 mm |  | Import Automatique |  | 29 | [6 empty] | 1 | 1 | 0 | [7 empty] | KG |  | CM |  | CM |  | CM |  | CM2 |  | CM3 |  |  | 0
LCT930200 |  | accesory / spare part. Cover Crateris I polished aluminium. length: 125 mm. width: 90 mm. height: 10 | accesory / spare part. Cover Crateris I polished aluminium. length: 125 mm. width: 90 mm. height: 10 |  | Import Automatique |  | 29 | [6 empty] | 1 | 1 | 0 | [7 empty] | KG |  | CM |  | CM |  | CM |  | CM2 |  | CM3 |  |  | 0
LCT930201 |  | accesory / spare part. Cover Crateris I aluminium white. length: 125 mm. width: 90 mm. height: 100 m | accesory / spare part. Cover Crateris I aluminium white. length: 125 mm. width: 90 mm. height: 100 m |  | Import Automatique |  | 29 | [6 empty] | 1 | 1 | 0 | [7 empty] | KG |  | CM |  | CM |  | CM |  | CM2 |  | CM3 |  |  | 0
LCT930202 |  | accesory / spare part. Cover Crateris II+III polished aluminium big. length: 230 mm. width: 150 mm. | accesory / spare part. Cover Crateris II+III polished aluminium big. length: 230 mm. width: 150 mm. |  | Import Automatique |  | 40 | [6 empty] | 1 | 1 | 0 | [7 empty] | KG |  | CM |  | CM |  | CM |  | CM2 |  | CM3 |  |  | 0
LCT930203 |  | accesory / spare part. Cover Crateris II+III aluminium white big. length: 230 mm. width: 150 mm. hei | accesory / spare part. Cover Crateris II+III aluminium white big. length: 230 mm. width: 150 mm. hei |  | Import Automatique |  | 40 | [6 empty] | 1 | 1 | 0 | [7 empty] | KG |  | CM |  | CM |  | CM |  | CM2 |  | CM3 |  |  | 0
LCT930204 |  | accesory / spare part. Cover Crateris II+III polished aluminium small. length: 290 mm. width: 95 mm. | accesory / spare part. Cover Crateris II+III polished aluminium small. length: 290 mm. width: 95 mm. |  | Import Automatique |  | 40 | [6 empty] | 1 | 1 | 0 | [7 empty] | KG |  | CM |  | CM |  | CM |  | CM2 |  | CM3 |  |  | 0
LCT930205 |  | accesory / spare part. Cover Crateris II+III aluminium white small. length: 290 mm. width: 95 mm. he | accesory / spare part. Cover Crateris II+III aluminium white small. length: 290 mm. width: 95 mm. he |  | Import Automatique |  | 40 | [6 empty] | 1 | 1 | 0 | [7 empty] | KG |  | CM |  | CM |  | CM |  | CM2 |  | CM3 |  |  | 0
LCT930206 |  | Accessories. 20° Reflector Luna 30/40. height: 56 mm | Accessories. 20° Reflector Luna 30/40. height: 56 mm |  | Import Automatique |  | 15 | [6 empty] | 1 | 1 | 0 | [7 empty] | KG |  | CM |  | CM |  | CM |  | CM2 |  | CM3 |  |  | 0
LCT930207 |  | Accessories. 30° Reflector Luna 30/40. height: 56 mm | Accessories. 30° Reflector Luna 30/40. height: 56 mm |  | Import Automatique |  | 15 | [6 empty] | 1 | 1 | 0 | [7 empty] | KG |  | CM |  | CM |  | CM |  | CM2 |  | CM3 |  |  | 0
LCT930209 |  | accesory / spare part. Angle connector Mia vertical. black. length: 22.62 mm. width: 37.60 mm. heigh | accesory / spare part. Angle connector Mia vertical. black. length: 22.62 mm. width: 37.60 mm. heigh |  | Import Automatique |  | 4 | [6 empty] | 1 | 1 | 0 | [7 empty] | KG |  | CM |  | CM |  | CM |  | CM2 |  | CM3 |  |  | 0
LCT930210 |  | Accessories. Barn door white. Luna 20/30. width: 230 mm. height: 90 mm | Accessories. Barn door white. Luna 20/30. width: 230 mm. height: 90 mm |  | Import Automatique |  | 25 | [6 empty] | 1 | 1 | 0 | [7 empty] | KG |  | CM |  | CM |  | CM |  | CM2 |  | CM3 |  |  | 0
LCT930211 |  | Accessories. Barn door black. Luna 20/30. width: 230 mm. height: 90 mm | Accessories. Barn door black. Luna 20/30. width: 230 mm. height: 90 mm |  | Import Automatique |  | 25 | [6 empty] | 1 | 1 | 0 | [7 empty] | KG |  | CM |  | CM |  | CM |  | CM2 |  | CM3 |  |  | 0
LCT930212 |  | accesory / spare part. Touch dimmer Mia. black. length: 38.00 mm. width: 37.60 mm. height: 7.62 mm | accesory / spare part. Touch dimmer Mia. black. length: 38.00 mm. width: 37.60 mm. height: 7.62 mm |  | Import Automatique |  | 10 | [6 empty] | 1 | 1 | 0 | [7 empty] | KG |  | CM |  | CM |  | CM |  | CM2 |  | CM3 |  |  | 0
LCT930213 |  | accesory / spare part. IR Sensor Mia. black. length: 45.00 mm. width: 37.60 mm. height: 10.00 mm | accesory / spare part. IR Sensor Mia. black. length: 45.00 mm. width: 37.60 mm. height: 10.00 mm |  | Import Automatique |  | 20 | [6 empty] | 1 | 1 | 0 | [7 empty] | KG |  | CM |  | CM |  | CM |  | CM2 |  | CM3 |  |  | 0
LCT930214 |  | accesory / spare part. fixing clip set 5 pieces Mia. length: 30.00 mm. width: 37.30 mm. height: 5.80 | accesory / spare part. fixing clip set 5 pieces Mia. length: 30.00 mm. width: 37.30 mm. height: 5.80 |  | Import Automatique |  | 1 | [6 empty] | 1 | 1 | 0 | [7 empty] | KG |  | CM |  | CM |  | CM |  | CM2 |  | CM3 |  |  | 0
LCT930215 |  | accesory / spare part. Cold 5 Reflector Gold. length: 123 mm. width: 22 mm. height: 30 mm | accesory / spare part. Cold 5 Reflector Gold. length: 123 mm. width: 22 mm. height: 30 mm |  | Import Automatique |  | 15 | [6 empty] | 1 | 1 | 0 | [7 empty] | KG |  | CM |  | CM |  | CM |  | CM2 |  | CM3 |  |  | 0
LCT930216 |  | accesory / spare part. Ceti 10 Reflector Gold. length: 243 mm. width: 22 mm. height: 30 mm | accesory / spare part. Ceti 10 Reflector Gold. length: 243 mm. width: 22 mm. height: 30 mm |  | Import Automatique |  | 20 | [6 empty] | 1 | 1 | 0 | [7 empty] | KG |  | CM |  | CM |  | CM |  | CM2 |  | CM3 |  |  | 0
LCT930217 |  | accesory / spare part. Ceti 15 Reflector Gold. length: 363 mm. width: 22 mm. height: 30 mm | accesory / spare part. Ceti 15 Reflector Gold. length: 363 mm. width: 22 mm. height: 30 mm |  | Import Automatique |  | 25 | [6 empty] | 1 | 1 | 0 | [7 empty] | KG |  | CM |  | CM |  | CM |  | CM2 |  | CM3 |  |  | 0
LCT930218 |  | accesory / spare part. Cold 5 Reflector Silver. length: 123 mm. width: 22 mm. height: 30 mm | accesory / spare part. Cold 5 Reflector Silver. length: 123 mm. width: 22 mm. height: 30 mm |  | Import Automatique |  | 15 | [6 empty] | 1 | 1 | 0 | [7 empty] | KG |  | CM |  | CM |  | CM |  | CM2 |  | CM3 |  |  | 0
LCT930219 |  | accesory / spare part. Ceti 10 Reflector Silver. length: 243 mm. width: 22 mm. height: 30 mm | accesory / spare part. Ceti 10 Reflector Silver. length: 243 mm. width: 22 mm. height: 30 mm |  | Import Automatique |  | 20 | [6 empty] | 1 | 1 | 0 | [7 empty] | KG |  | CM |  | CM |  | CM |  | CM2 |  | CM3 |  |  | 0
LCT930220 |  | accesory / spare part. Ceti 15 Reflector Silver. length: 363 mm. width: 22 mm. height: 30 mm | accesory / spare part. Ceti 15 Reflector Silver. length: 363 mm. width: 22 mm. height: 30 mm |  | Import Automatique |  | 25 | [6 empty] | 1 | 1 | 0 | [7 empty] | KG |  | CM |  | CM |  | CM |  | CM2 |  | CM3 |  |  | 0
LCT930226 |  | accesory / spare part. Wire connector 10xD1. 0.3-0.75mm². max.10A. length: 25 mm. width: 7 mm. heigh | accesory / spare part. Wire connector 10xD1. 0.3-0.75mm². max.10A. length: 25 mm. width: 7 mm. heigh |  | Import Automatique |  | 16 | [6 empty] | 1 | 1 | 0 | [7 empty] | KG |  | CM |  | CM |  | CM |  | CM2 |  | CM3 |  |  | 0
LCT930227 |  | accesory / spare part. Wire connector 10xT1. 0.3-0.75mm². max.10A. length: 25 mm. width: 12.8 mm. he | accesory / spare part. Wire connector 10xT1. 0.3-0.75mm². max.10A. length: 25 mm. width: 12.8 mm. he |  | Import Automatique |  | 18 | [6 empty] | 1 | 1 | 0 | [7 empty] | KG |  | CM |  | CM |  | CM |  | CM2 |  | CM3 |  |  | 0
LCT930228 |  | accesory / spare part. Wire connector 10xH2. 0.3-0.75mm². max.10A. length: 25 mm. width: 10.4 mm. he | accesory / spare part. Wire connector 10xH2. 0.3-0.75mm². max.10A. length: 25 mm. width: 10.4 mm. he |  | Import Automatique |  | 21 | [6 empty] | 1 | 1 | 0 | [7 empty] | KG |  | CM |  | CM |  | CM |  | CM2 |  | CM3 |  |  | 0
LCT930229 |  | accesory / spare part. Wire connector 10xT2. 0.3-0.75mm². max.10A. length: 28.6 mm. width: 16.6 mm. | accesory / spare part. Wire connector 10xT2. 0.3-0.75mm². max.10A. length: 28.6 mm. width: 16.6 mm. |  | Import Automatique |  | 23 | [6 empty] | 1 | 1 | 0 | [7 empty] | KG |  | CM |  | CM |  | CM |  | CM2 |  | CM3 |  |  | 0
LCT930230 |  | Accessories. Frame for plaster 30x30. length: 374 mm. width: 374 mm. height: 15 mm | Accessories. Frame for plaster 30x30. length: 374 mm. width: 374 mm. height: 15 mm |  | Import Automatique |  | 25 | [6 empty] | 1 | 1 | 0 | [7 empty] | KG |  | CM |  | CM |  | CM |  | CM2 |  | CM3 |  |  | 0
LCT930231 |  | Accessories. Frame for plaster 60x60. length: 674 mm. width: 674 mm. height: 15 mm | Accessories. Frame for plaster 60x60. length: 674 mm. width: 674 mm. height: 15 mm |  | Import Automatique |  | 35 | [6 empty] | 1 | 1 | 0 | [7 empty] | KG |  | CM |  | CM |  | CM |  | CM2 |  | CM3 |  |  | 0
LCT930232 |  | Accessories. Frame for plaster 62x62. length: 699 mm. width: 699 mm. height: 15 mm | Accessories. Frame for plaster 62x62. length: 699 mm. width: 699 mm. height: 15 mm |  | Import Automatique |  | 35 | [6 empty] | 1 | 1 | 0 | [7 empty] | KG |  | CM |  | CM |  | CM |  | CM2 |  | CM3 |  |  | 0
LCT930233 |  | Accessories. Frame for plaster 120x30. length: 1270 mm. width: 370 mm. height: 15 mm | Accessories. Frame for plaster 120x30. length: 1270 mm. width: 370 mm. height: 15 mm |  | Import Automatique |  | 45 | [6 empty] | 1 | 1 | 0 | [7 empty] | KG |  | CM |  | CM |  | CM |  | CM2 |  | CM3 |  |  | 0
LCT930234 |  | Accessories. Frame for plaster 124x62. length: 1315 mm. width: 695 mm. height: 15 mm | Accessories. Frame for plaster 124x62. length: 1315 mm. width: 695 mm. height: 15 mm |  | Import Automatique |  | 55 | [6 empty] | 1 | 1 | 0 | [7 empty] | KG |  | CM |  | CM |  | CM |  | CM2 |  | CM3 |  |  | 0
LCT930236 |  | accesory / spare part. Connection Cable RGBW Modular Panel. length: 60 mm. width: 14.5 mm. height: 4 | accesory / spare part. Connection Cable RGBW Modular Panel. length: 60 mm. width: 14.5 mm. height: 4 |  | Import Automatique |  | 1.5 | [6 empty] | 1 | 1 | 0 | [7 empty] | KG |  | CM |  | CM |  | CM |  | CM2 |  | CM3 |  |  | 0
LCT930237 |  | accesory / spare part. Connection Cable RGBW Modular Panel. length: 200 mm. width: 14.5 mm. height: | accesory / spare part. Connection Cable RGBW Modular Panel. length: 200 mm. width: 14.5 mm. height: |  | Import Automatique |  | 1.5 | [6 empty] | 1 | 1 | 0 | [7 empty] | KG |  | CM |  | CM |  | CM |  | CM2 |  | CM3 |  |  | 0
LCT930238 |  | accesory / spare part. Cable adaptor DMX OUT IP65 1m. length: 1000 mm | accesory / spare part. Cable adaptor DMX OUT IP65 1m. length: 1000 mm |  | Import Automatique |  | 25 | [6 empty] | 1 | 1 | 0 | [7 empty] | KG |  | CM |  | CM |  | CM |  | CM2 |  | CM3 |  |  | 0
LCT930239 |  | Accessories. 30° Reflector Luna 20/30. height: 41 mm | Accessories. 30° Reflector Luna 20/30. height: 41 mm |  | Import Automatique |  | 12 | [6 empty] | 1 | 1 | 0 | [7 empty] | KG |  | CM |  | CM |  | CM |  | CM2 |  | CM3 |  |  | 0
LCT930242 |  | accesory / spare part. fixing clip set 2 pieces Mia. adjustable. length: 30.00 mm. width: 39.20 mm. | accesory / spare part. fixing clip set 2 pieces Mia. adjustable. length: 30.00 mm. width: 39.20 mm. |  | Import Automatique |  | 4 | [6 empty] | 1 | 1 | 0 | [7 empty] | KG |  | CM |  | CM |  | CM |  | CM2 |  | CM3 |  |  | 0
LCT930243 |  | accesory / spare part. connector cable for Mia. black. length: 1000.00 mm | accesory / spare part. connector cable for Mia. black. length: 1000.00 mm |  | Import Automatique |  | 2.5 | [6 empty] | 1 | 1 | 0 | [7 empty] | KG |  | CM |  | CM |  | CM |  | CM2 |  | CM3 |  |  | 0
LCT930244 |  | accesory / spare part. connector cable for Mia. white. length: 150.00 mm | accesory / spare part. connector cable for Mia. white. length: 150.00 mm |  | Import Automatique |  | 1.2 | [6 empty] | 1 | 1 | 0 | [7 empty] | KG |  | CM |  | CM |  | CM |  | CM2 |  | CM3 |  |  | 0
LCT930245 |  | accesory / spare part. connector cable for Mia. white. length: 250.00 mm | accesory / spare part. connector cable for Mia. white. length: 250.00 mm |  | Import Automatique |  | 1.2 | [6 empty] | 1 | 1 | 0 | [7 empty] | KG |  | CM |  | CM |  | CM |  | CM2 |  | CM3 |  |  | 0
LCT930246 |  | accesory / spare part. connector cable for Mia. white. length: 1000.00 mm | accesory / spare part. connector cable for Mia. white. length: 1000.00 mm |  | Import Automatique |  | 2.5 | [6 empty] | 1 | 1 | 0 | [7 empty] | KG |  | CM |  | CM |  | CM |  | CM2 |  | CM3 |  |  | 0
LCT930247 |  | accesory / spare part. Connector Mia straight. white. length: 13.60 mm. width: 37.60 mm. height: 7.6 | accesory / spare part. Connector Mia straight. white. length: 13.60 mm. width: 37.60 mm. height: 7.6 |  | Import Automatique |  | 2 | [6 empty] | 1 | 1 | 0 | [7 empty] | KG |  | CM |  | CM |  | CM |  | CM2 |  | CM3 |  |  | 0
LCT930248 |  | accesory / spare part. Angle connector Mia flat. white. length: 46.79 mm. width: 37.60 mm. height: 7 | accesory / spare part. Angle connector Mia flat. white. length: 46.79 mm. width: 37.60 mm. height: 7 |  | Import Automatique |  | 3 | [6 empty] | 1 | 1 | 0 | [7 empty] | KG |  | CM |  | CM |  | CM |  | CM2 |  | CM3 |  |  | 0
LCT930249 |  | accesory / spare part. Angle connector Mia vertical. white. length: 22.62 mm. width: 37.60 mm. heigh | accesory / spare part. Angle connector Mia vertical. white. length: 22.62 mm. width: 37.60 mm. heigh |  | Import Automatique |  | 4 | [6 empty] | 1 | 1 | 0 | [7 empty] | KG |  | CM |  | CM |  | CM |  | CM2 |  | CM3 |  |  | 0
LCT930250 |  | accesory / spare part. Touch dimmer Mia. white. length: 38.00 mm. width: 37.60 mm. height: 7.62 mm | accesory / spare part. Touch dimmer Mia. white. length: 38.00 mm. width: 37.60 mm. height: 7.62 mm |  | Import Automatique |  | 10 | [6 empty] | 1 | 1 | 0 | [7 empty] | KG |  | CM |  | CM |  | CM |  | CM2 |  | CM3 |  |  | 0
LCT930251 |  | accesory / spare part. IR Sensor Mia. white. length: 45.00 mm. width: 37.60 mm. height: 10.00 mm | accesory / spare part. IR Sensor Mia. white. length: 45.00 mm. width: 37.60 mm. height: 10.00 mm |  | Import Automatique |  | 20 | [6 empty] | 1 | 1 | 0 | [7 empty] | KG |  | CM |  | CM |  | CM |  | CM2 |  | CM3 |  |  | 0
LCT930252 |  | accesory / spare part. Frame für Lesath round. brushed. height: 22 mm | accesory / spare part. Frame für Lesath round. brushed. height: 22 mm |  | Import Automatique |  | 7 | [6 empty] | 1 | 1 | 0 | [7 empty] | KG |  | CM |  | CM |  | CM |  | CM2 |  | CM3 |  |  | 0
LCT930253 |  | accesory / spare part. Frame für Lesath round. white. height: 22 mm | accesory / spare part. Frame für Lesath round. white. height: 22 mm |  | Import Automatique |  | 6 | [6 empty] | 1 | 1 | 0 | [7 empty] | KG |  | CM |  | CM |  | CM |  | CM2 |  | CM3 |  |  | 0
LCT930254 |  | accesory / spare part. Rahmen für Lesath round. chrome. height: 22 mm | accesory / spare part. Rahmen für Lesath round. chrome. height: 22 mm |  | Import Automatique |  | 7 | [6 empty] | 1 | 1 | 0 | [7 empty] | KG |  | CM |  | CM |  | CM |  | CM2 |  | CM3 |  |  | 0
LCT930255 |  | accesory / spare part. Frame für Lesath squared. brushed. length: 90 mm. width: 90 mm. height: 22 mm | accesory / spare part. Frame für Lesath squared. brushed. length: 90 mm. width: 90 mm. height: 22 mm |  | Import Automatique |  | 8 | [6 empty] | 1 | 1 | 0 | [7 empty] | KG |  | CM |  | CM |  | CM |  | CM2 |  | CM3 |  |  | 0
LCT930256 |  | accesory / spare part. Rahmen für Lesath squared. white. length: 90 mm. width: 90 mm. height: 22 mm | accesory / spare part. Rahmen für Lesath squared. white. length: 90 mm. width: 90 mm. height: 22 mm |  | Import Automatique |  | 7 | [6 empty] | 1 | 1 | 0 | [7 empty] | KG |  | CM |  | CM |  | CM |  | CM2 |  | CM3 |  |  | 0
LCT930257 |  | accesory / spare part. Rahmen für Lesath squared. chrome. length: 90 mm. width: 90 mm. height: 22 mm | accesory / spare part. Rahmen für Lesath squared. chrome. length: 90 mm. width: 90 mm. height: 22 mm |  | Import Automatique |  | 8 | [6 empty] | 1 | 1 | 0 | [7 empty] | KG |  | CM |  | CM |  | CM |  | CM2 |  | CM3 |  |  | 0
LCT930270 |  | accesory / spare part. Acryl cover round 90mm. COB 68. M58. height: 30 mm | accesory / spare part. Acryl cover round 90mm. COB 68. M58. height: 30 mm |  | Import Automatique |  | 20 | [6 empty] | 1 | 1 | 0 | [7 empty] | KG |  | CM |  | CM |  | CM |  | CM2 |  | CM3 |  |  | 0
LCT930271 |  | accesory / spare part. Acryl cover square 90x90mm. COB 68. M58. length: 90 mm. width: 90 mm. height: | accesory / spare part. Acryl cover square 90x90mm. COB 68. M58. length: 90 mm. width: 90 mm. height: |  | Import Automatique |  | 27.5 | [6 empty] | 1 | 1 | 0 | [7 empty] | KG |  | CM |  | CM |  | CM |  | CM2 |  | CM3 |  |  | 0
LCT930293 |  | accesory / spare part. Suspension Kit. length: 1000 mm | accesory / spare part. Suspension Kit. length: 1000 mm |  | Import Automatique |  | 39 | [6 empty] | 1 | 1 | 0 | [7 empty] | KG |  | CM |  | CM |  | CM |  | CM2 |  | CM3 |  |  | 0
LCT930295 |  | accesory / spare part. Linear Highbay Lense 70°. length: 290 mm. width: 86 mm. height: 8 mm | accesory / spare part. Linear Highbay Lense 70°. length: 290 mm. width: 86 mm. height: 8 mm |  | Import Automatique |  | 25 | [6 empty] | 1 | 1 | 0 | [7 empty] | KG |  | CM |  | CM |  | CM |  | CM2 |  | CM3 |  |  | 0
LCT930296 |  | accesory / spare part. Linear Highbay Lense 130°. length: 290 mm. width: 86 mm. height: 8 mm | accesory / spare part. Linear Highbay Lense 130°. length: 290 mm. width: 86 mm. height: 8 mm |  | Import Automatique |  | 25 | [6 empty] | 1 | 1 | 0 | [7 empty] | KG |  | CM |  | CM |  | CM |  | CM2 |  | CM3 |  |  | 0
LCT930297 |  | accesory / spare part. Sidecover White for Series Nihal Mini. length: 88.50 mm. width: 57.25 mm. hei | accesory / spare part. Sidecover White for Series Nihal Mini. length: 88.50 mm. width: 57.25 mm. hei |  | Import Automatique |  | 3 | [6 empty] | 1 | 1 | 0 | [7 empty] | KG |  | CM |  | CM |  | CM |  | CM2 |  | CM3 |  |  | 0
LCT930298 |  | accesory / spare part. Sidecover Black for Series Nihal Mini. length: 88.50 mm. width: 57.25 mm. hei | accesory / spare part. Sidecover Black for Series Nihal Mini. length: 88.50 mm. width: 57.25 mm. hei |  | Import Automatique |  | 3 | [6 empty] | 1 | 1 | 0 | [7 empty] | KG |  | CM |  | CM |  | CM |  | CM2 |  | CM3 |  |  | 0
LCT930299 |  | accesory / spare part. Sidecover Gold for Series Nihal Mini. length: 88.50 mm. width: 57.25 mm. heig | accesory / spare part. Sidecover Gold for Series Nihal Mini. length: 88.50 mm. width: 57.25 mm. heig |  | Import Automatique |  | 3 | [6 empty] | 1 | 1 | 0 | [7 empty] | KG |  | CM |  | CM |  | CM |  | CM2 |  | CM3 |  |  | 0
LCT930300 |  | accesory / spare part. Sidecover Wood Series Nihal Mini. length: 88.50 mm. width: 57.25 mm. height: | accesory / spare part. Sidecover Wood Series Nihal Mini. length: 88.50 mm. width: 57.25 mm. height: |  | Import Automatique |  | 8 | [6 empty] | 1 | 1 | 0 | [7 empty] | KG |  | CM |  | CM |  | CM |  | CM2 |  | CM3 |  |  | 0
LCT930301 |  | accesory / spare part. Reflektor Ring White for Series Klara / Nihal Mini / Rigel Mini. height: 28 m | accesory / spare part. Reflektor Ring White for Series Klara / Nihal Mini / Rigel Mini. height: 28 m |  | Import Automatique |  | 3.5 | [6 empty] | 1 | 1 | 0 | [7 empty] | KG |  | CM |  | CM |  | CM |  | CM2 |  | CM3 |  |  | 0
LCT930302 |  | accesory / spare part. Reflektor Ring Black for Series Klara / Nihal Mini / Rigel Mini. height: 28 m | accesory / spare part. Reflektor Ring Black for Series Klara / Nihal Mini / Rigel Mini. height: 28 m |  | Import Automatique |  | 3.5 | [6 empty] | 1 | 1 | 0 | [7 empty] | KG |  | CM |  | CM |  | CM |  | CM2 |  | CM3 |  |  | 0
LCT930303 |  | accesory / spare part. Reflektor Ring Gold for Series Klara / Nihal Mini / Rigel Mini. height: 28 mm | accesory / spare part. Reflektor Ring Gold for Series Klara / Nihal Mini / Rigel Mini. height: 28 mm |  | Import Automatique |  | 3.5 | [6 empty] | 1 | 1 | 0 | [7 empty] | KG |  | CM |  | CM |  | CM |  | CM2 |  | CM3 |  |  | 0
LCT930305 |  | accesory / spare part. Reflector 35° for Series Klara / Nihal Mini / Rigel Mini / Uni II. height: 22 | accesory / spare part. Reflector 35° for Series Klara / Nihal Mini / Rigel Mini / Uni II. height: 22 |  | Import Automatique |  | 10 | [6 empty] | 1 | 1 | 0 | [7 empty] | KG |  | CM |  | CM |  | CM |  | CM2 |  | CM3 |  |  | 0
LCT930306 |  | accesory / spare part. Reflector 50° for Series Klara / Nihal Mini / Rigel Mini / Uni II. height: 22 | accesory / spare part. Reflector 50° for Series Klara / Nihal Mini / Rigel Mini / Uni II. height: 22 |  | Import Automatique |  | 10 | [6 empty] | 1 | 1 | 0 | [7 empty] | KG |  | CM |  | CM |  | CM |  | CM2 |  | CM3 |  |  | 0
LCT930307 |  | accesory / spare part. Honeycomb for Series Klara / Nihal Mini / Rigel Mini / Uni II. height: 3 mm | accesory / spare part. Honeycomb for Series Klara / Nihal Mini / Rigel Mini / Uni II. height: 3 mm |  | Import Automatique |  | 10 | [6 empty] | 1 | 1 | 0 | [7 empty] | KG |  | CM |  | CM |  | CM |  | CM2 |  | CM3 |  |  | 0
LCT930308 |  | accesory / spare part. Spread Lens for Series Klara / Nihal Mini / Rigel Mini / Uni II. height: 3 mm | accesory / spare part. Spread Lens for Series Klara / Nihal Mini / Rigel Mini / Uni II. height: 3 mm |  | Import Automatique |  | 10 | [6 empty] | 1 | 1 | 0 | [7 empty] | KG |  | CM |  | CM |  | CM |  | CM2 |  | CM3 |  |  | 0
LCT930309 |  | accesory / spare part. Softening Lens for Series Klara / Nihal Mini / Rigel Mini / Uni II. height: 3 | accesory / spare part. Softening Lens for Series Klara / Nihal Mini / Rigel Mini / Uni II. height: 3 |  | Import Automatique |  | 10 | [6 empty] | 1 | 1 | 0 | [7 empty] | KG |  | CM |  | CM |  | CM |  | CM2 |  | CM3 |  |  | 0
LCT930310 |  | accesory / spare part. Linear Spread Lens for Series Klara / Nihal Mini / Rigel Mini / Uni II. heigh | accesory / spare part. Linear Spread Lens for Series Klara / Nihal Mini / Rigel Mini / Uni II. heigh |  | Import Automatique |  | 10 | [6 empty] | 1 | 1 | 0 | [7 empty] | KG |  | CM |  | CM |  | CM |  | CM2 |  | CM3 |  |  | 0
LCT930311 |  | accesory / spare part. Sidecover White for Series Nihal. length: 130.00 mm. width: 87.50 mm. height: | accesory / spare part. Sidecover White for Series Nihal. length: 130.00 mm. width: 87.50 mm. height: |  | Import Automatique |  | 5 | [6 empty] | 1 | 1 | 0 | [7 empty] | KG |  | CM |  | CM |  | CM |  | CM2 |  | CM3 |  |  | 0
LCT930312 |  | accesory / spare part. Sidecover Black for Series Nihal. length: 130.00 mm. width: 87.50 mm. height: | accesory / spare part. Sidecover Black for Series Nihal. length: 130.00 mm. width: 87.50 mm. height: |  | Import Automatique |  | 5 | [6 empty] | 1 | 1 | 0 | [7 empty] | KG |  | CM |  | CM |  | CM |  | CM2 |  | CM3 |  |  | 0
LCT930313 |  | accesory / spare part. Sidecover Gold for Series Nihal. length: 130.00 mm. width: 87.50 mm. height: | accesory / spare part. Sidecover Gold for Series Nihal. length: 130.00 mm. width: 87.50 mm. height: |  | Import Automatique |  | 5 | [6 empty] | 1 | 1 | 0 | [7 empty] | KG |  | CM |  | CM |  | CM |  | CM2 |  | CM3 |  |  | 0
LCT930314 |  | accesory / spare part. Sidecover Wood for Series Nihal. length: 130.00 mm. width: 87.50 mm. height: | accesory / spare part. Sidecover Wood for Series Nihal. length: 130.00 mm. width: 87.50 mm. height: |  | Import Automatique |  | 10 | [6 empty] | 1 | 1 | 0 | [7 empty] | KG |  | CM |  | CM |  | CM |  | CM2 |  | CM3 |  |  | 0
LCT930315 |  | accesory / spare part. Reflector Ring White for Series Nihal. height: 27.00 mm | accesory / spare part. Reflector Ring White for Series Nihal. height: 27.00 mm |  | Import Automatique |  | 3.5 | [6 empty] | 1 | 1 | 0 | [7 empty] | KG |  | CM |  | CM |  | CM |  | CM2 |  | CM3 |  |  | 0
LCT930316 |  | accesory / spare part. Reflector Ring Black for Series Nihal. height: 27.00 mm | accesory / spare part. Reflector Ring Black for Series Nihal. height: 27.00 mm |  | Import Automatique |  | 3.5 | [6 empty] | 1 | 1 | 0 | [7 empty] | KG |  | CM |  | CM |  | CM |  | CM2 |  | CM3 |  |  | 0
LCT930317 |  | accesory / spare part. Reflector Ring Gold for Series Nihal. height: 27.00 mm | accesory / spare part. Reflector Ring Gold for Series Nihal. height: 27.00 mm |  | Import Automatique |  | 3.5 | [6 empty] | 1 | 1 | 0 | [7 empty] | KG |  | CM |  | CM |  | CM |  | CM2 |  | CM3 |  |  | 0
LCT930318 |  | accesory / spare part. Reflector 15° for Series Nihal. height: 47 mm | accesory / spare part. Reflector 15° for Series Nihal. height: 47 mm |  | Import Automatique |  | 15 | [6 empty] | 1 | 1 | 0 | [7 empty] | KG |  | CM |  | CM |  | CM |  | CM2 |  | CM3 |  |  | 0
LCT930319 |  | accesory / spare part. Reflector 33° for Series Nihal. height: 47 mm | accesory / spare part. Reflector 33° for Series Nihal. height: 47 mm |  | Import Automatique |  | 15 | [6 empty] | 1 | 1 | 0 | [7 empty] | KG |  | CM |  | CM |  | CM |  | CM2 |  | CM3 |  |  | 0
LCT930320 |  | accesory / spare part. Reflector 50° for Series Nihal. height: 47 mm | accesory / spare part. Reflector 50° for Series Nihal. height: 47 mm |  | Import Automatique |  | 15 | [6 empty] | 1 | 1 | 0 | [7 empty] | KG |  | CM |  | CM |  | CM |  | CM2 |  | CM3 |  |  | 0
LCT930321 |  | accesory / spare part. Honeycomb for Series Nihal. height: 4 mm | accesory / spare part. Honeycomb for Series Nihal. height: 4 mm |  | Import Automatique |  | 10 | [6 empty] | 1 | 1 | 0 | [7 empty] | KG |  | CM |  | CM |  | CM |  | CM2 |  | CM3 |  |  | 0
LCT930322 |  | accesory / spare part. Spread Lens for Series Nihal 37°. height: 4 mm | accesory / spare part. Spread Lens for Series Nihal 37°. height: 4 mm |  | Import Automatique |  | 10 | [6 empty] | 1 | 1 | 0 | [7 empty] | KG |  | CM |  | CM |  | CM |  | CM2 |  | CM3 |  |  | 0
LCT930323 |  | accesory / spare part. Softening Lens for Series Nihal 37°. height: 4 mm | accesory / spare part. Softening Lens for Series Nihal 37°. height: 4 mm |  | Import Automatique |  | 10 | [6 empty] | 1 | 1 | 0 | [7 empty] | KG |  | CM |  | CM |  | CM |  | CM2 |  | CM3 |  |  | 0
LCT930324 |  | accesory / spare part. Linear Spread Lens for Series Nihal 40° / 80°. height: 4 mm | accesory / spare part. Linear Spread Lens for Series Nihal 40° / 80°. height: 4 mm |  | Import Automatique |  | 10 | [6 empty] | 1 | 1 | 0 | [7 empty] | KG |  | CM |  | CM |  | CM |  | CM2 |  | CM3 |  |  | 0
LCT930326 |  | accesory / spare part. Backcover White for Series Uni II Mini. height: 0.8 mm | accesory / spare part. Backcover White for Series Uni II Mini. height: 0.8 mm |  | Import Automatique |  | 3 | [6 empty] | 1 | 1 | 0 | [7 empty] | KG |  | CM |  | CM |  | CM |  | CM2 |  | CM3 |  |  | 0
LCT930327 |  | accesory / spare part. Backcover Black for Sereis Uni II Mini. height: 0.8 mm | accesory / spare part. Backcover Black for Sereis Uni II Mini. height: 0.8 mm |  | Import Automatique |  | 3 | [6 empty] | 1 | 1 | 0 | [7 empty] | KG |  | CM |  | CM |  | CM |  | CM2 |  | CM3 |  |  | 0
LCT930328 |  | accesory / spare part. Heatsink Cover White for Series Uni II Mini. height: 18 mm | accesory / spare part. Heatsink Cover White for Series Uni II Mini. height: 18 mm |  | Import Automatique |  | 3 | [6 empty] | 1 | 1 | 0 | [7 empty] | KG |  | CM |  | CM |  | CM |  | CM2 |  | CM3 |  |  | 0
LCT930329 |  | accesory / spare part. Heatsink Cover Black for Series Uni II Mini. height: 18 mm | accesory / spare part. Heatsink Cover Black for Series Uni II Mini. height: 18 mm |  | Import Automatique |  | 3 | [6 empty] | 1 | 1 | 0 | [7 empty] | KG |  | CM |  | CM |  | CM |  | CM2 |  | CM3 |  |  | 0
LCT930330 |  | accesory / spare part. Reflector Ring White for Series Uni II Mini. height: 21 mm | accesory / spare part. Reflector Ring White for Series Uni II Mini. height: 21 mm |  | Import Automatique |  | 10 | [6 empty] | 1 | 1 | 0 | [7 empty] | KG |  | CM |  | CM |  | CM |  | CM2 |  | CM3 |  |  | 0
LCT930331 |  | accesory / spare part. Reflector Ring Black for Series Uni II Mini. height: 21 mm | accesory / spare part. Reflector Ring Black for Series Uni II Mini. height: 21 mm |  | Import Automatique |  | 10 | [6 empty] | 1 | 1 | 0 | [7 empty] | KG |  | CM |  | CM |  | CM |  | CM2 |  | CM3 |  |  | 0
LCT930332 |  | accesory / spare part. Reflector Ring Gold for Series Uni II Mini. height: 21 mm | accesory / spare part. Reflector Ring Gold for Series Uni II Mini. height: 21 mm |  | Import Automatique |  | 10 | [6 empty] | 1 | 1 | 0 | [7 empty] | KG |  | CM |  | CM |  | CM |  | CM2 |  | CM3 |  |  | 0
LCT930333 |  | accesory / spare part. Reflector Ring Chrome for Series Uni II Mini. height: 21 mm | accesory / spare part. Reflector Ring Chrome for Series Uni II Mini. height: 21 mm |  | Import Automatique |  | 10 | [6 empty] | 1 | 1 | 0 | [7 empty] | KG |  | CM |  | CM |  | CM |  | CM2 |  | CM3 |  |  | 0
LCT930334 |  | accesory / spare part. Backcover White for Series Uni II. height: 0.6 mm | accesory / spare part. Backcover White for Series Uni II. height: 0.6 mm |  | Import Automatique |  | 3 | [6 empty] | 1 | 1 | 0 | [7 empty] | KG |  | CM |  | CM |  | CM |  | CM2 |  | CM3 |  |  | 0
LCT930335 |  | accesory / spare part. Backcover Black for Series Uni II. height: 0.6 mm | accesory / spare part. Backcover Black for Series Uni II. height: 0.6 mm |  | Import Automatique |  | 3 | [6 empty] | 1 | 1 | 0 | [7 empty] | KG |  | CM |  | CM |  | CM |  | CM2 |  | CM3 |  |  | 0
LCT930336 |  | accesory / spare part. Heatsink Cover White for Series Uni II. height: 18 mm | accesory / spare part. Heatsink Cover White for Series Uni II. height: 18 mm |  | Import Automatique |  | 3 | [6 empty] | 1 | 1 | 0 | [7 empty] | KG |  | CM |  | CM |  | CM |  | CM2 |  | CM3 |  |  | 0
LCT930337 |  | accesory / spare part. Heatsink Cover Black for Series Uni II. height: 18 mm | accesory / spare part. Heatsink Cover Black for Series Uni II. height: 18 mm |  | Import Automatique |  | 3 | [6 empty] | 1 | 1 | 0 | [7 empty] | KG |  | CM |  | CM |  | CM |  | CM2 |  | CM3 |  |  | 0
LCT930338 |  | accesory / spare part. Reflector Ring White for Series Uni II. height: 26 mm | accesory / spare part. Reflector Ring White for Series Uni II. height: 26 mm |  | Import Automatique |  | 10 | [6 empty] | 1 | 1 | 0 | [7 empty] | KG |  | CM |  | CM |  | CM |  | CM2 |  | CM3 |  |  | 0
LCT930339 |  | accesory / spare part. Reflector Ring Schwarz for Series Uni II. height: 26 mm | accesory / spare part. Reflector Ring Schwarz for Series Uni II. height: 26 mm |  | Import Automatique |  | 10 | [6 empty] | 1 | 1 | 0 | [7 empty] | KG |  | CM |  | CM |  | CM |  | CM2 |  | CM3 |  |  | 0
LCT930340 |  | accesory / spare part. Reflector Ring Gold for Series Uni II. height: 26 mm | accesory / spare part. Reflector Ring Gold for Series Uni II. height: 26 mm |  | Import Automatique |  | 10 | [6 empty] | 1 | 1 | 0 | [7 empty] | KG |  | CM |  | CM |  | CM |  | CM2 |  | CM3 |  |  | 0
LCT930341 |  | accesory / spare part. Reflector Ring Chrome for Series Uni II. height: 26 mm | accesory / spare part. Reflector Ring Chrome for Series Uni II. height: 26 mm |  | Import Automatique |  | 10 | [6 empty] | 1 | 1 | 0 | [7 empty] | KG |  | CM |  | CM |  | CM |  | CM2 |  | CM3 |  |  | 0
LCT930345 |  | accesory / spare part. 3M double-faced adhesive tape 9088-200 8mm/50m. length: 50000mm. width: 8 mm. | accesory / spare part. 3M double-faced adhesive tape 9088-200 8mm/50m. length: 50000mm. width: 8 mm. |  | Import Automatique |  | 13 | [6 empty] | 1 | 1 | 0 | [7 empty] | KG |  | CM |  | CM |  | CM |  | CM2 |  | CM3 |  |  | 0
LCT930346 |  | accesory / spare part. 3M double-faced adhesive tape 9088-200 10mm/50m. length: 50000mm. width: 10 m | accesory / spare part. 3M double-faced adhesive tape 9088-200 10mm/50m. length: 50000mm. width: 10 m |  | Import Automatique |  | 14 | [6 empty] | 1 | 1 | 0 | [7 empty] | KG |  | CM |  | CM |  | CM |  | CM2 |  | CM3 |  |  | 0
LCT930347 |  | accesory / spare part. 3M double-faced adhesive tape 9088-200 12mm/50m. length: 50000 mm. width: 12 | accesory / spare part. 3M double-faced adhesive tape 9088-200 12mm/50m. length: 50000 mm. width: 12 |  | Import Automatique |  | 15 | [6 empty] | 1 | 1 | 0 | [7 empty] | KG |  | CM |  | CM |  | CM |  | CM2 |  | CM3 |  |  | 0
LCT930348 |  | accesory / spare part. 3M double-faced adhesive tape 9088-200 15mm/50m. length: 50000 mm. width: 15 | accesory / spare part. 3M double-faced adhesive tape 9088-200 15mm/50m. length: 50000 mm. width: 15 |  | Import Automatique |  | 19 | [6 empty] | 1 | 1 | 0 | [7 empty] | KG |  | CM |  | CM |  | CM |  | CM2 |  | CM3 |  |  | 0
LCT930349 |  | accesory / spare part. 3M double-faced adhesive tape 9088-200 20mm/50m. length: 50000 mm. width: 20 | accesory / spare part. 3M double-faced adhesive tape 9088-200 20mm/50m. length: 50000 mm. width: 20 |  | Import Automatique |  | 25 | [6 empty] | 1 | 1 | 0 | [7 empty] | KG |  | CM |  | CM |  | CM |  | CM2 |  | CM3 |  |  | 0
LCT930353 |  | accesory / spare part. Sample case Profile de/en. length: 436 mm. width: 306 mm. height: 205 mm | accesory / spare part. Sample case Profile de/en. length: 436 mm. width: 306 mm. height: 205 mm |  | Import Automatique |  | 149 | [6 empty] | 1 | 1 | 0 | [7 empty] | KG |  | CM |  | CM |  | CM |  | CM2 |  | CM3 |  |  | 0
LCT930356 |  | accesory / spare part. End cap for Cabinet luminaire square. length: 17.5 mm. width: 30.0 mm. height | accesory / spare part. End cap for Cabinet luminaire square. length: 17.5 mm. width: 30.0 mm. height |  | Import Automatique |  | 3 | [6 empty] | 1 | 1 | 0 | [7 empty] | KG |  | CM |  | CM |  | CM |  | CM2 |  | CM3 |  |  | 0
LCT930357 |  | accesory / spare part. Cover white round for Light Base COB Indoor. height: 38 mm | accesory / spare part. Cover white round for Light Base COB Indoor. height: 38 mm |  | Import Automatique |  | 10 | [6 empty] | 1 | 1 | 0 | [7 empty] | KG |  | CM |  | CM |  | CM |  | CM2 |  | CM3 |  |  | 0
LCT930358 |  | accesory / spare part. Cover silver gray round for Light Base COB Indoor. height: 38 mm | accesory / spare part. Cover silver gray round for Light Base COB Indoor. height: 38 mm |  | Import Automatique |  | 10 | [6 empty] | 1 | 1 | 0 | [7 empty] | KG |  | CM |  | CM |  | CM |  | CM2 |  | CM3 |  |  | 0
LCT930359 |  | accesory / spare part. Cover white black round for Light Base COB Indoor. height: 38 mm | accesory / spare part. Cover white black round for Light Base COB Indoor. height: 38 mm |  | Import Automatique |  | 10 | [6 empty] | 1 | 1 | 0 | [7 empty] | KG |  | CM |  | CM |  | CM |  | CM2 |  | CM3 |  |  | 0
LCT940000 |  | Cable system. Adapter Weipu 5-polig female. length: 65 mm | Cable system. Adapter Weipu 5-polig female. length: 65 mm |  | Import Automatique |  | 19 | [6 empty] | 1 | 1 | 0 | [7 empty] | KG |  | CM |  | CM |  | CM |  | CM2 |  | CM3 |  |  | 0
LCT940001 |  | Cable system. Adapter Weipu 5-polig male. length: 65 mm | Cable system. Adapter Weipu 5-polig male. length: 65 mm |  | Import Automatique |  | 19 | [6 empty] | 1 | 1 | 0 | [7 empty] | KG |  | CM |  | CM |  | CM |  | CM2 |  | CM3 |  |  | 0
LCT940002 |  | Cable system. feeder cable Weipu 5-pole. length: 1000 mm | Cable system. feeder cable Weipu 5-pole. length: 1000 mm |  | Import Automatique |  | 28 | [6 empty] | 1 | 1 | 0 | [7 empty] | KG |  | CM |  | CM |  | CM |  | CM2 |  | CM3 |  |  | 0
LCT940003 |  | Cable system. feeder cable Weipu 5-pole. length: 3000 mm | Cable system. feeder cable Weipu 5-pole. length: 3000 mm |  | Import Automatique |  | 37 | [6 empty] | 1 | 1 | 0 | [7 empty] | KG |  | CM |  | CM |  | CM |  | CM2 |  | CM3 |  |  | 0
LCT940004 |  | Cable system. feeder cable Weipu 5-pole. length: 5000 mm | Cable system. feeder cable Weipu 5-pole. length: 5000 mm |  | Import Automatique |  | 43 | [6 empty] | 1 | 1 | 0 | [7 empty] | KG |  | CM |  | CM |  | CM |  | CM2 |  | CM3 |  |  | 0
LCT940005 |  | Cable system. feeder cable Weipu 5-pole. length: 10000 mm | Cable system. feeder cable Weipu 5-pole. length: 10000 mm |  | Import Automatique |  | 65 | [6 empty] | 1 | 1 | 0 | [7 empty] | KG |  | CM |  | CM |  | CM |  | CM2 |  | CM3 |  |  | 0
LCT940006 |  | Cable system. connecting cable Weipu 5-pole. length: 1000 mm | Cable system. connecting cable Weipu 5-pole. length: 1000 mm |  | Import Automatique |  | 46 | [6 empty] | 1 | 1 | 0 | [7 empty] | KG |  | CM |  | CM |  | CM |  | CM2 |  | CM3 |  |  | 0
LCT940007 |  | Cable system. connecting cable Weipu 5-pole. length: 3000 mm | Cable system. connecting cable Weipu 5-pole. length: 3000 mm |  | Import Automatique |  | 53 | [6 empty] | 1 | 1 | 0 | [7 empty] | KG |  | CM |  | CM |  | CM |  | CM2 |  | CM3 |  |  | 0
LCT940008 |  | Cable system. connecting cable Weipu 5-pole. length: 5000 mm | Cable system. connecting cable Weipu 5-pole. length: 5000 mm |  | Import Automatique |  | 66 | [6 empty] | 1 | 1 | 0 | [7 empty] | KG |  | CM |  | CM |  | CM |  | CM2 |  | CM3 |  |  | 0
LCT940009 |  | Cable system. connecting cable Weipu 5-pole. length: 10000 mm | Cable system. connecting cable Weipu 5-pole. length: 10000 mm |  | Import Automatique |  | 85 | [6 empty] | 1 | 1 | 0 | [7 empty] | KG |  | CM |  | CM |  | CM |  | CM2 |  | CM3 |  |  | 0
LCT940010 |  | Cable system. distributor Weipu 2 connections 5-pole. length: 57 mm. width: 57 mm. height: 38 mm | Cable system. distributor Weipu 2 connections 5-pole. length: 57 mm. width: 57 mm. height: 38 mm |  | Import Automatique |  | 80 | [6 empty] | 1 | 1 | 0 | [7 empty] | KG |  | CM |  | CM |  | CM |  | CM2 |  | CM3 |  |  | 0
LCT940021 |  | Cable system. Board connector with wire 500mm. 4pole. for 8mm Stripes 1 piece. length: 9.8 mm. width | Cable system. Board connector with wire 500mm. 4pole. for 8mm Stripes 1 piece. length: 9.8 mm. width |  | Import Automatique |  | 5.5 | [6 empty] | 1 | 1 | 0 | [7 empty] | KG |  | CM |  | CM |  | CM |  | CM2 |  | CM3 |  |  | 0
LCT940022 |  | Cable system. Board connector set straight for 8mm Stripes. 4pole. 2x board connector 1x board conne | Cable system. Board connector set straight for 8mm Stripes. 4pole. 2x board connector 1x board conne |  | Import Automatique |  | 11 | [6 empty] | 1 | 1 | 0 | [7 empty] | KG |  | CM |  | CM |  | CM |  | CM2 |  | CM3 |  |  | 0
LCT940023 |  | Cable system. Board connector set corner for 8mm Stripes. 4 pole. 1x Board connector corner 2x Board | Cable system. Board connector set corner for 8mm Stripes. 4 pole. 1x Board connector corner 2x Board |  | Import Automatique |  | 11 | [6 empty] | 1 | 1 | 0 | [7 empty] | KG |  | CM |  | CM |  | CM |  | CM2 |  | CM3 |  |  | 0
LCT940024 |  | Cable system. Board connector set T für 8mm Stripes. 4pole. 1x Board connector T. 3x Board connector | Cable system. Board connector set T für 8mm Stripes. 4pole. 1x Board connector T. 3x Board connector |  | Import Automatique |  | 15.5 | [6 empty] | 1 | 1 | 0 | [7 empty] | KG |  | CM |  | CM |  | CM |  | CM2 |  | CM3 |  |  | 0
LCT940025 |  | Cable system. Board connector with wire 500mm. 4pole. for 10mm Stripes 1 piece. length: 9 mm. width: | Cable system. Board connector with wire 500mm. 4pole. for 10mm Stripes 1 piece. length: 9 mm. width: |  | Import Automatique |  | 5.5 | [6 empty] | 1 | 1 | 0 | [7 empty] | KG |  | CM |  | CM |  | CM |  | CM2 |  | CM3 |  |  | 0
LCT940026 |  | Cable system. Board connector set straight for 10mm Stripes. 4pole. 1x board connector straight 2x b | Cable system. Board connector set straight for 10mm Stripes. 4pole. 1x board connector straight 2x b |  | Import Automatique |  | 11 | [6 empty] | 1 | 1 | 0 | [7 empty] | KG |  | CM |  | CM |  | CM |  | CM2 |  | CM3 |  |  | 0
LCT940027 |  | Cable system. Board connector set corner for 10mm Stripes. 4pole. 1x Board connector corner 2x Board | Cable system. Board connector set corner for 10mm Stripes. 4pole. 1x Board connector corner 2x Board |  | Import Automatique |  | 11 | [6 empty] | 1 | 1 | 0 | [7 empty] | KG |  | CM |  | CM |  | CM |  | CM2 |  | CM3 |  |  | 0
LCT940028 |  | Cable system. Board connector T für 10mm Stripes. 4pole. 1x Board connector T. 3x Board connector. l | Cable system. Board connector T für 10mm Stripes. 4pole. 1x Board connector T. 3x Board connector. l |  | Import Automatique |  | 15.5 | [6 empty] | 1 | 1 | 0 | [7 empty] | KG |  | CM |  | CM |  | CM |  | CM2 |  | CM3 |  |  | 0
LCT946112 |  | Surface mounted ceiling lamp. Match II 1-flame. 220-240V AC/50-60Hz. GU10. 1x max. 50.00 W | Surface mounted ceiling lamp. Match II 1-flame. 220-240V AC/50-60Hz. GU10. 1x max. 50.00 W |  | Import Automatique |  | 16 | [6 empty] | 1 | 1 | 0 | [7 empty] | KG |  | CM |  | CM |  | CM |  | CM2 |  | CM3 |  |  | 0
LCT946113 |  | Surface mounted ceiling lamp. Match II 3-flame. 220-240V AC/50-60Hz. GU10. 3x max. 50.00 W | Surface mounted ceiling lamp. Match II 3-flame. 220-240V AC/50-60Hz. GU10. 3x max. 50.00 W |  | Import Automatique |  | 39 | [6 empty] | 1 | 1 | 0 | [7 empty] | KG |  | CM |  | CM |  | CM |  | CM2 |  | CM3 |  |  | 0
LCT946115 |  | Surface mounted ceiling lamp. Match II 4-flame. 220-240V AC/50-60Hz. GU10. 4x max. 50.00 W | Surface mounted ceiling lamp. Match II 4-flame. 220-240V AC/50-60Hz. GU10. 4x max. 50.00 W |  | Import Automatique |  | 55 | [6 empty] | 1 | 1 | 0 | [7 empty] | KG |  | CM |  | CM |  | CM |  | CM2 |  | CM3 |  |  | 0
LCT948109 |  | Surface mounted wall lamp. Wall I. 220-240V AC/50-60Hz. E27. 1x max. 40.00 W | Surface mounted wall lamp. Wall I. 220-240V AC/50-60Hz. E27. 1x max. 40.00 W |  | Import Automatique |  | 35 | [6 empty] | 1 | 1 | 0 | [7 empty] | KG |  | CM |  | CM |  | CM |  | CM2 |  | CM3 |  |  | 0
LCT948122 |  | Built in ground lamp. Durolight MR16. constant voltage. symmetric. 12V AC/DC. 1x max. 35.00 W | Built in ground lamp. Durolight MR16. constant voltage. symmetric. 12V AC/DC. 1x max. 35.00 W |  | Import Automatique |  | 49 | [6 empty] | 1 | 1 | 0 | [7 empty] | KG |  | CM |  | CM |  | CM |  | CM2 |  | CM3 |  |  | 0
LCT948130 |  | Floor lamp. Hoover. 220-240V AC/50-60Hz. E27. 1x max. 60.00 W | Floor lamp. Hoover. 220-240V AC/50-60Hz. E27. 1x max. 60.00 W |  | Import Automatique |  | 99 | [6 empty] | 1 | 1 | 0 | [7 empty] | KG |  | CM |  | CM |  | CM |  | CM2 |  | CM3 |  |  | 0
LCT948139 |  | accesory / spare part. number-set for Wall I. height: 50 mm | accesory / spare part. number-set for Wall I. height: 50 mm |  | Import Automatique |  | 9 | [6 empty] | 1 | 1 | 0 | [7 empty] | KG |  | CM |  | CM |  | CM |  | CM2 |  | CM3 |  |  | 0
LCT948168 |  | Built in ground lamp. Durolight Round 5er Set WW. constant voltage. symmetric. 220-240V AC/50-60Hz. | Built in ground lamp. Durolight Round 5er Set WW. constant voltage. symmetric. 220-240V AC/50-60Hz. |  | Import Automatique |  | 115 | [6 empty] | 1 | 1 | 0 | [7 empty] | KG |  | CM |  | CM |  | CM |  | CM2 |  | CM3 |  |  | 0
LCT968130 |  | Surface mounted wall lamp. Read. 220-240V AC/50-60Hz. power / power consumption: 1.50 / 2.00 W | Surface mounted wall lamp. Read. 220-240V AC/50-60Hz. power / power consumption: 1.50 / 2.00 W |  | Import Automatique |  | 59 | [6 empty] | 1 | 1 | 0 | [7 empty] | KG |  | CM |  | CM |  | CM |  | CM2 |  | CM3 |  |  | 0
LCT968137 |  | Surface mounted furniture lamp. Pilas I. 12V AC/DC. GU5.3 / MR16. 1x max. 50.00 W | Surface mounted furniture lamp. Pilas I. 12V AC/DC. GU5.3 / MR16. 1x max. 50.00 W |  | Import Automatique |  | 18 | [6 empty] | 1 | 1 | 0 | [7 empty] | KG |  | CM |  | CM |  | CM |  | CM2 |  | CM3 |  |  | 0
LCT968140 |  | Surface mounted furniture lamp. Zillo. 220-240V AC/50-60Hz. G9. 2x max. 25.00 W | Surface mounted furniture lamp. Zillo. 220-240V AC/50-60Hz. G9. 2x max. 25.00 W |  | Import Automatique |  | 28 | [6 empty] | 1 | 1 | 0 | [7 empty] | KG |  | CM |  | CM |  | CM |  | CM2 |  | CM3 |  |  | 0
LCT970000 |  | Profile. U-profile flat AU-01-08 for 8 - 9.3 mm LED Stripes. matt silver. anodized. length: 1000 mm | Profile. U-profile flat AU-01-08 for 8 - 9.3 mm LED Stripes. matt silver. anodized. length: 1000 mm |  | Import Automatique |  | 9 | [6 empty] | 1 | 1 | 0 | [7 empty] | KG |  | CM |  | CM |  | CM |  | CM2 |  | CM3 |  |  | 0
LCT970001 |  | Profile. U-profile flat AU-01-08 for 8 - 9.3 mm LED Stripes. matt silver. anodized. length: 2000 mm | Profile. U-profile flat AU-01-08 for 8 - 9.3 mm LED Stripes. matt silver. anodized. length: 2000 mm |  | Import Automatique |  | 18 | [6 empty] | 1 | 1 | 0 | [7 empty] | KG |  | CM |  | CM |  | CM |  | CM2 |  | CM3 |  |  | 0
LCT970002 |  | Profile. U-profile flat AU-01-08 for 8 - 9.3 mm LED Stripes. matt black. anodized. length: 1000 mm | Profile. U-profile flat AU-01-08 for 8 - 9.3 mm LED Stripes. matt black. anodized. length: 1000 mm |  | Import Automatique |  | 10 | [6 empty] | 1 | 1 | 0 | [7 empty] | KG |  | CM |  | CM |  | CM |  | CM2 |  | CM3 |  |  | 0
LCT970003 |  | Profile. U-profile flat AU-01-08 for 8 - 9.3 mm LED Stripes. matt black. anodized. length: 2000 mm | Profile. U-profile flat AU-01-08 for 8 - 9.3 mm LED Stripes. matt black. anodized. length: 2000 mm |  | Import Automatique |  | 20 | [6 empty] | 1 | 1 | 0 | [7 empty] | KG |  | CM |  | CM |  | CM |  | CM2 |  | CM3 |  |  | 0
LCT970004 |  | Profile. U-profile flat AU-01-08 for 8 - 9.3 mm LED Stripes. matt white. length: 1000 mm | Profile. U-profile flat AU-01-08 for 8 - 9.3 mm LED Stripes. matt white. length: 1000 mm |  | Import Automatique |  | 10 | [6 empty] | 1 | 1 | 0 | [7 empty] | KG |  | CM |  | CM |  | CM |  | CM2 |  | CM3 |  |  | 0
LCT970005 |  | Profile. U-profile flat AU-01-08 for 8 - 9.3 mm LED Stripes. matt white. length: 2000 mm | Profile. U-profile flat AU-01-08 for 8 - 9.3 mm LED Stripes. matt white. length: 2000 mm |  | Import Automatique |  | 20 | [6 empty] | 1 | 1 | 0 | [7 empty] | KG |  | CM |  | CM |  | CM |  | CM2 |  | CM3 |  |  | 0
LCT970006 |  | Profile. U-profile flat AU-01-08 for 8 - 9.3 mm LED Stripes. silver. brushed. length: 1000 mm | Profile. U-profile flat AU-01-08 for 8 - 9.3 mm LED Stripes. silver. brushed. length: 1000 mm |  | Import Automatique |  | 10 | [6 empty] | 1 | 1 | 0 | [7 empty] | KG |  | CM |  | CM |  | CM |  | CM2 |  | CM3 |  |  | 0
LCT970007 |  | Profile. U-profile flat AU-01-08 for 8 - 9.3 mm LED Stripes. silver. brushed. length: 2000 mm | Profile. U-profile flat AU-01-08 for 8 - 9.3 mm LED Stripes. silver. brushed. length: 2000 mm |  | Import Automatique |  | 20 | [6 empty] | 1 | 1 | 0 | [7 empty] | KG |  | CM |  | CM |  | CM |  | CM2 |  | CM3 |  |  | 0
LCT970020 |  | Profile. U-profile flat AU-01-10 for 10 - 11.3 mm LED Stripes. matt silver. anodized. length: 1000 m | Profile. U-profile flat AU-01-10 for 10 - 11.3 mm LED Stripes. matt silver. anodized. length: 1000 m |  | Import Automatique |  | 9 | [6 empty] | 1 | 1 | 0 | [7 empty] | KG |  | CM |  | CM |  | CM |  | CM2 |  | CM3 |  |  | 0
LCT970021 |  | Profile. U-profile flat AU-01-10 for 10 - 11.3 mm LED Stripes. matt silver. anodized. length: 2000 m | Profile. U-profile flat AU-01-10 for 10 - 11.3 mm LED Stripes. matt silver. anodized. length: 2000 m |  | Import Automatique |  | 18 | [6 empty] | 1 | 1 | 0 | [7 empty] | KG |  | CM |  | CM |  | CM |  | CM2 |  | CM3 |  |  | 0
LCT970022 |  | Profile. U-profile flat AU-01-10 for 10 - 11.3 mm LED Stripes. matt black. anodized. length: 1000 mm | Profile. U-profile flat AU-01-10 for 10 - 11.3 mm LED Stripes. matt black. anodized. length: 1000 mm |  | Import Automatique |  | 10 | [6 empty] | 1 | 1 | 0 | [7 empty] | KG |  | CM |  | CM |  | CM |  | CM2 |  | CM3 |  |  | 0
LCT970023 |  | Profile. U-profile flat AU-01-10 for 10 - 11.3 mm LED Stripes. matt black. anodized. length: 2000 mm | Profile. U-profile flat AU-01-10 for 10 - 11.3 mm LED Stripes. matt black. anodized. length: 2000 mm |  | Import Automatique |  | 20 | [6 empty] | 1 | 1 | 0 | [7 empty] | KG |  | CM |  | CM |  | CM |  | CM2 |  | CM3 |  |  | 0
LCT970024 |  | Profile. U-profile flat AU-01-10 for 10 - 11.3 mm LED Stripes. matt white. length: 1000 mm | Profile. U-profile flat AU-01-10 for 10 - 11.3 mm LED Stripes. matt white. length: 1000 mm |  | Import Automatique |  | 10 | [6 empty] | 1 | 1 | 0 | [7 empty] | KG |  | CM |  | CM |  | CM |  | CM2 |  | CM3 |  |  | 0
LCT970025 |  | Profile. U-profile flat AU-01-10 for 10 - 11.3 mm LED Stripes. matt white. length: 2000 mm | Profile. U-profile flat AU-01-10 for 10 - 11.3 mm LED Stripes. matt white. length: 2000 mm |  | Import Automatique |  | 20 | [6 empty] | 1 | 1 | 0 | [7 empty] | KG |  | CM |  | CM |  | CM |  | CM2 |  | CM3 |  |  | 0
LCT970026 |  | Profile. U-profile flat AU-01-10 for 10 - 11.3 mm LED Stripes. silver. brushed. length: 1000 mm | Profile. U-profile flat AU-01-10 for 10 - 11.3 mm LED Stripes. silver. brushed. length: 1000 mm |  | Import Automatique |  | 10 | [6 empty] | 1 | 1 | 0 | [7 empty] | KG |  | CM |  | CM |  | CM |  | CM2 |  | CM3 |  |  | 0
LCT970027 |  | Profile. U-profile flat AU-01-10 for 10 - 11.3 mm LED Stripes. silver. brushed. length: 2000 mm | Profile. U-profile flat AU-01-10 for 10 - 11.3 mm LED Stripes. silver. brushed. length: 2000 mm |  | Import Automatique |  | 20 | [6 empty] | 1 | 1 | 0 | [7 empty] | KG |  | CM |  | CM |  | CM |  | CM2 |  | CM3 |  |  | 0
LCT970028 |  | Profile. U-profile flat AU-01-10 for 10 - 11.3 mm LED Stripes. matt silver. anodized. length: 3000 m | Profile. U-profile flat AU-01-10 for 10 - 11.3 mm LED Stripes. matt silver. anodized. length: 3000 m |  | Import Automatique |  | 27 | [6 empty] | 1 | 1 | 0 | [7 empty] | KG |  | CM |  | CM |  | CM |  | CM2 |  | CM3 |  |  | 0
LCT970029 |  | Profile. U-profile flat AU-01-10 for 10 - 11.3 mm LED Stripes. matt silver. anodized. length: 4000 m | Profile. U-profile flat AU-01-10 for 10 - 11.3 mm LED Stripes. matt silver. anodized. length: 4000 m |  | Import Automatique |  | 36 | [6 empty] | 1 | 1 | 0 | [7 empty] | KG |  | CM |  | CM |  | CM |  | CM2 |  | CM3 |  |  | 0
LCT970040 |  | Profile. U-profile flat AU-01-12 for 12 - 13.3 mm LED Stripes. matt silver. anodized. length: 1000 m | Profile. U-profile flat AU-01-12 for 12 - 13.3 mm LED Stripes. matt silver. anodized. length: 1000 m |  | Import Automatique |  | 10.5 | [6 empty] | 1 | 1 | 0 | [7 empty] | KG |  | CM |  | CM |  | CM |  | CM2 |  | CM3 |  |  | 0
LCT970041 |  | Profile. U-profile flat AU-01-12 for 12 - 13.3 mm LED Stripes. matt silver. anodized. length: 2000 m | Profile. U-profile flat AU-01-12 for 12 - 13.3 mm LED Stripes. matt silver. anodized. length: 2000 m |  | Import Automatique |  | 21 | [6 empty] | 1 | 1 | 0 | [7 empty] | KG |  | CM |  | CM |  | CM |  | CM2 |  | CM3 |  |  | 0
LCT970042 |  | Profile. U-profile flat AU-01-12 for 12 - 13.3 mm LED Stripes. matt black. anodized. length: 1000 mm | Profile. U-profile flat AU-01-12 for 12 - 13.3 mm LED Stripes. matt black. anodized. length: 1000 mm |  | Import Automatique |  | 12 | [6 empty] | 1 | 1 | 0 | [7 empty] | KG |  | CM |  | CM |  | CM |  | CM2 |  | CM3 |  |  | 0
LCT970043 |  | Profile. U-profile flat AU-01-12 for 12 - 13.3 mm LED Stripes. matt black. anodized. length: 2000 mm | Profile. U-profile flat AU-01-12 for 12 - 13.3 mm LED Stripes. matt black. anodized. length: 2000 mm |  | Import Automatique |  | 24 | [6 empty] | 1 | 1 | 0 | [7 empty] | KG |  | CM |  | CM |  | CM |  | CM2 |  | CM3 |  |  | 0
LCT970044 |  | Profile. U-profile flat AU-01-12 for 12 - 13.3 mm LED Stripes. matt white. length: 1000 mm | Profile. U-profile flat AU-01-12 for 12 - 13.3 mm LED Stripes. matt white. length: 1000 mm |  | Import Automatique |  | 12 | [6 empty] | 1 | 1 | 0 | [7 empty] | KG |  | CM |  | CM |  | CM |  | CM2 |  | CM3 |  |  | 0
LCT970045 |  | Profile. U-profile flat AU-01-12 for 12 - 13.3 mm LED Stripes. matt white. length: 2000 mm | Profile. U-profile flat AU-01-12 for 12 - 13.3 mm LED Stripes. matt white. length: 2000 mm |  | Import Automatique |  | 24 | [6 empty] | 1 | 1 | 0 | [7 empty] | KG |  | CM |  | CM |  | CM |  | CM2 |  | CM3 |  |  | 0
LCT970046 |  | Profile. U-profile flat AU-01-12 for 12 - 13.3 mm LED Stripes. silver. brushed. length: 1000 mm | Profile. U-profile flat AU-01-12 for 12 - 13.3 mm LED Stripes. silver. brushed. length: 1000 mm |  | Import Automatique |  | 12 | [6 empty] | 1 | 1 | 0 | [7 empty] | KG |  | CM |  | CM |  | CM |  | CM2 |  | CM3 |  |  | 0
LCT970047 |  | Profile. U-profile flat AU-01-12 for 12 - 13.3 mm LED Stripes. silver. brushed. length: 2000 mm | Profile. U-profile flat AU-01-12 for 12 - 13.3 mm LED Stripes. silver. brushed. length: 2000 mm |  | Import Automatique |  | 24 | [6 empty] | 1 | 1 | 0 | [7 empty] | KG |  | CM |  | CM |  | CM |  | CM2 |  | CM3 |  |  | 0
LCT970060 |  | Profile. U-profile flat AU-01-15 for 15 - 16.3 mm LED Stripes. matt silver. anodized. length: 1000 m | Profile. U-profile flat AU-01-15 for 15 - 16.3 mm LED Stripes. matt silver. anodized. length: 1000 m |  | Import Automatique |  | 10.5 | [6 empty] | 1 | 1 | 0 | [7 empty] | KG |  | CM |  | CM |  | CM |  | CM2 |  | CM3 |  |  | 0
LCT970061 |  | Profile. U-profile flat AU-01-15 for 15 - 16.3 mm LED Stripes. matt silver. anodized. length: 2000 m | Profile. U-profile flat AU-01-15 for 15 - 16.3 mm LED Stripes. matt silver. anodized. length: 2000 m |  | Import Automatique |  | 21 | [6 empty] | 1 | 1 | 0 | [7 empty] | KG |  | CM |  | CM |  | CM |  | CM2 |  | CM3 |  |  | 0
LCT970062 |  | Profile. U-profile flat AU-01-15 for 15 - 16.3 mm LED Stripes. matt black. anodized. length: 1000 mm | Profile. U-profile flat AU-01-15 for 15 - 16.3 mm LED Stripes. matt black. anodized. length: 1000 mm |  | Import Automatique |  | 12 | [6 empty] | 1 | 1 | 0 | [7 empty] | KG |  | CM |  | CM |  | CM |  | CM2 |  | CM3 |  |  | 0
LCT970063 |  | Profile. U-profile flat AU-01-15 for 15 - 16.3 mm LED Stripes. matt black. anodized. length: 2000 mm | Profile. U-profile flat AU-01-15 for 15 - 16.3 mm LED Stripes. matt black. anodized. length: 2000 mm |  | Import Automatique |  | 24 | [6 empty] | 1 | 1 | 0 | [7 empty] | KG |  | CM |  | CM |  | CM |  | CM2 |  | CM3 |  |  | 0
LCT970064 |  | Profile. U-profile flat AU-01-15 for 15 - 16.3 mm LED Stripes. matt white. length: 1000 mm | Profile. U-profile flat AU-01-15 for 15 - 16.3 mm LED Stripes. matt white. length: 1000 mm |  | Import Automatique |  | 12 | [6 empty] | 1 | 1 | 0 | [7 empty] | KG |  | CM |  | CM |  | CM |  | CM2 |  | CM3 |  |  | 0
LCT970065 |  | Profile. U-profile flat AU-01-15 for 15 - 16.3 mm LED Stripes. matt white. length: 2000 mm | Profile. U-profile flat AU-01-15 for 15 - 16.3 mm LED Stripes. matt white. length: 2000 mm |  | Import Automatique |  | 24 | [6 empty] | 1 | 1 | 0 | [7 empty] | KG |  | CM |  | CM |  | CM |  | CM2 |  | CM3 |  |  | 0
LCT970066 |  | Profile. U-profile flat AU-01-15 for 15 - 16.3 mm LED Stripes. silver. brushed. length: 1000 mm | Profile. U-profile flat AU-01-15 for 15 - 16.3 mm LED Stripes. silver. brushed. length: 1000 mm |  | Import Automatique |  | 12 | [6 empty] | 1 | 1 | 0 | [7 empty] | KG |  | CM |  | CM |  | CM |  | CM2 |  | CM3 |  |  | 0
LCT970067 |  | Profile. U-profile flat AU-01-15 for 15 - 16.3 mm LED Stripes. silver. brushed. length: 2000 mm | Profile. U-profile flat AU-01-15 for 15 - 16.3 mm LED Stripes. silver. brushed. length: 2000 mm |  | Import Automatique |  | 24 | [6 empty] | 1 | 1 | 0 | [7 empty] | KG |  | CM |  | CM |  | CM |  | CM2 |  | CM3 |  |  | 0
LCT970080 |  | Profile. U-profile flat AU-01-05 for 5 - 5.7 mm LED Stripes. matt silver. anodized. length: 1000 mm | Profile. U-profile flat AU-01-05 for 5 - 5.7 mm LED Stripes. matt silver. anodized. length: 1000 mm |  | Import Automatique |  | 5.8 | [6 empty] | 1 | 1 | 0 | [7 empty] | KG |  | CM |  | CM |  | CM |  | CM2 |  | CM3 |  |  | 0
LCT970081 |  | Profile. U-profile flat AU-01-05 for 5 - 5.7 mm LED Stripes. matt silver. anodized. length: 2000 mm | Profile. U-profile flat AU-01-05 for 5 - 5.7 mm LED Stripes. matt silver. anodized. length: 2000 mm |  | Import Automatique |  | 11.6 | [6 empty] | 1 | 1 | 0 | [7 empty] | KG |  | CM |  | CM |  | CM |  | CM2 |  | CM3 |  |  | 0
LCT970082 |  | Profile. U-profile flat AU-01-05 for 5 - 5.7 mm LED Stripes. matt black. brushed. length: 1000 mm | Profile. U-profile flat AU-01-05 for 5 - 5.7 mm LED Stripes. matt black. brushed. length: 1000 mm |  | Import Automatique |  | 6.5 | [6 empty] | 1 | 1 | 0 | [7 empty] | KG |  | CM |  | CM |  | CM |  | CM2 |  | CM3 |  |  | 0
LCT970083 |  | Profile. U-profile flat AU-01-05 for 5 - 5.7 mm LED Stripes. matt black. brushed. length: 2000 mm | Profile. U-profile flat AU-01-05 for 5 - 5.7 mm LED Stripes. matt black. brushed. length: 2000 mm |  | Import Automatique |  | 13 | [6 empty] | 1 | 1 | 0 | [7 empty] | KG |  | CM |  | CM |  | CM |  | CM2 |  | CM3 |  |  | 0
LCT970084 |  | Profile. U-profile flat AU-01-05 for 5 - 5.7 mm LED Stripes. matt white. length: 1000 mm | Profile. U-profile flat AU-01-05 for 5 - 5.7 mm LED Stripes. matt white. length: 1000 mm |  | Import Automatique |  | 6.5 | [6 empty] | 1 | 1 | 0 | [7 empty] | KG |  | CM |  | CM |  | CM |  | CM2 |  | CM3 |  |  | 0
LCT970085 |  | Profile. U-profile flat AU-01-05 for 5 - 5.7 mm LED Stripes. matt white. length: 2000 mm | Profile. U-profile flat AU-01-05 for 5 - 5.7 mm LED Stripes. matt white. length: 2000 mm |  | Import Automatique |  | 13 | [6 empty] | 1 | 1 | 0 | [7 empty] | KG |  | CM |  | CM |  | CM |  | CM2 |  | CM3 |  |  | 0
LCT970086 |  | Profile. U-profile flat AU-01-05 for 5 - 5.7 mm LED Stripes. silver. brushed. length: 1000 mm | Profile. U-profile flat AU-01-05 for 5 - 5.7 mm LED Stripes. silver. brushed. length: 1000 mm |  | Import Automatique |  | 6.5 | [6 empty] | 1 | 1 | 0 | [7 empty] | KG |  | CM |  | CM |  | CM |  | CM2 |  | CM3 |  |  | 0
LCT970087 |  | Profile. U-profile flat AU-01-05 for 5 - 5.7 mm LED Stripes. silver. brushed. length: 2000 mm | Profile. U-profile flat AU-01-05 for 5 - 5.7 mm LED Stripes. silver. brushed. length: 2000 mm |  | Import Automatique |  | 13 | [6 empty] | 1 | 1 | 0 | [7 empty] | KG |  | CM |  | CM |  | CM |  | CM2 |  | CM3 |  |  | 0
LCT970100 |  | Profile. U-profile high AU-02-08 for 8 - 9.3 mm LED Stripes. matt silver. anodized. length: 1000 mm | Profile. U-profile high AU-02-08 for 8 - 9.3 mm LED Stripes. matt silver. anodized. length: 1000 mm |  | Import Automatique |  | 10.5 | [6 empty] | 1 | 1 | 0 | [7 empty] | KG |  | CM |  | CM |  | CM |  | CM2 |  | CM3 |  |  | 0
LCT970101 |  | Profile. U-profile high AU-02-08 for 8 - 9.3 mm LED Stripes. matt silver. anodized. length: 2000 mm | Profile. U-profile high AU-02-08 for 8 - 9.3 mm LED Stripes. matt silver. anodized. length: 2000 mm |  | Import Automatique |  | 21 | [6 empty] | 1 | 1 | 0 | [7 empty] | KG |  | CM |  | CM |  | CM |  | CM2 |  | CM3 |  |  | 0
LCT970102 |  | Profile. U-profile high AU-02-08 for 8 - 9.3 mm LED Stripes. matt black. anodized. length: 1000 mm | Profile. U-profile high AU-02-08 for 8 - 9.3 mm LED Stripes. matt black. anodized. length: 1000 mm |  | Import Automatique |  | 11.5 | [6 empty] | 1 | 1 | 0 | [7 empty] | KG |  | CM |  | CM |  | CM |  | CM2 |  | CM3 |  |  | 0
LCT970103 |  | Profile. U-profile high AU-02-08 for 8 - 9.3 mm LED Stripes. matt black. anodized. length: 2000 mm | Profile. U-profile high AU-02-08 for 8 - 9.3 mm LED Stripes. matt black. anodized. length: 2000 mm |  | Import Automatique |  | 23 | [6 empty] | 1 | 1 | 0 | [7 empty] | KG |  | CM |  | CM |  | CM |  | CM2 |  | CM3 |  |  | 0
LCT970104 |  | Profile. U-profile high AU-02-08 for 8 - 9.3 mm LED Stripes. matt white. length: 1000 mm | Profile. U-profile high AU-02-08 for 8 - 9.3 mm LED Stripes. matt white. length: 1000 mm |  | Import Automatique |  | 11.5 | [6 empty] | 1 | 1 | 0 | [7 empty] | KG |  | CM |  | CM |  | CM |  | CM2 |  | CM3 |  |  | 0
LCT970105 |  | Profile. U-profile high AU-02-08 for 8 - 9.3 mm LED Stripes. matt white. length: 2000 mm | Profile. U-profile high AU-02-08 for 8 - 9.3 mm LED Stripes. matt white. length: 2000 mm |  | Import Automatique |  | 23 | [6 empty] | 1 | 1 | 0 | [7 empty] | KG |  | CM |  | CM |  | CM |  | CM2 |  | CM3 |  |  | 0
LCT970106 |  | Profile. U-profile high AU-02-08 for 8 - 9.3 mm LED Stripes. silver. brushed. length: 1000 mm | Profile. U-profile high AU-02-08 for 8 - 9.3 mm LED Stripes. silver. brushed. length: 1000 mm |  | Import Automatique |  | 11.5 | [6 empty] | 1 | 1 | 0 | [7 empty] | KG |  | CM |  | CM |  | CM |  | CM2 |  | CM3 |  |  | 0
LCT970107 |  | Profile. U-profile high AU-02-08 for 8 - 9.3 mm LED Stripes. silver. brushed. length: 2000 mm | Profile. U-profile high AU-02-08 for 8 - 9.3 mm LED Stripes. silver. brushed. length: 2000 mm |  | Import Automatique |  | 23 | [6 empty] | 1 | 1 | 0 | [7 empty] | KG |  | CM |  | CM |  | CM |  | CM2 |  | CM3 |  |  | 0
LCT970120 |  | Profile. U-profile high AU-02-10 for 10 - 11.3 mm LED Stripes. matt silver. anodized. length: 1000 m | Profile. U-profile high AU-02-10 for 10 - 11.3 mm LED Stripes. matt silver. anodized. length: 1000 m |  | Import Automatique |  | 10.5 | [6 empty] | 1 | 1 | 0 | [7 empty] | KG |  | CM |  | CM |  | CM |  | CM2 |  | CM3 |  |  | 0
LCT970121 |  | Profile. U-profile high AU-02-10 for 10 - 11.3 mm LED Stripes. matt silver. anodized. length: 2000 m | Profile. U-profile high AU-02-10 for 10 - 11.3 mm LED Stripes. matt silver. anodized. length: 2000 m |  | Import Automatique |  | 21 | [6 empty] | 1 | 1 | 0 | [7 empty] | KG |  | CM |  | CM |  | CM |  | CM2 |  | CM3 |  |  | 0
LCT970122 |  | Profile. U-profile high AU-02-10 for 10 - 11.3 mm LED Stripes. matt black. anodized. length: 1000 mm | Profile. U-profile high AU-02-10 for 10 - 11.3 mm LED Stripes. matt black. anodized. length: 1000 mm |  | Import Automatique |  | 11.5 | [6 empty] | 1 | 1 | 0 | [7 empty] | KG |  | CM |  | CM |  | CM |  | CM2 |  | CM3 |  |  | 0
LCT970123 |  | Profile. U-profile high AU-02-10 for 10 - 11.3 mm LED Stripes. matt black. anodized. length: 2000 mm | Profile. U-profile high AU-02-10 for 10 - 11.3 mm LED Stripes. matt black. anodized. length: 2000 mm |  | Import Automatique |  | 23 | [6 empty] | 1 | 1 | 0 | [7 empty] | KG |  | CM |  | CM |  | CM |  | CM2 |  | CM3 |  |  | 0
LCT970124 |  | Profile. U-profile high AU-02-10 for 10 - 11.3 mm LED Stripes. matt white. length: 1000 mm | Profile. U-profile high AU-02-10 for 10 - 11.3 mm LED Stripes. matt white. length: 1000 mm |  | Import Automatique |  | 11.5 | [6 empty] | 1 | 1 | 0 | [7 empty] | KG |  | CM |  | CM |  | CM |  | CM2 |  | CM3 |  |  | 0
LCT970125 |  | Profile. U-profile high AU-02-10 for 10 - 11.3 mm LED Stripes. matt white. length: 2000 mm | Profile. U-profile high AU-02-10 for 10 - 11.3 mm LED Stripes. matt white. length: 2000 mm |  | Import Automatique |  | 23 | [6 empty] | 1 | 1 | 0 | [7 empty] | KG |  | CM |  | CM |  | CM |  | CM2 |  | CM3 |  |  | 0
LCT970126 |  | Profile. U-profile high AU-02-10 for 10 - 11.3 mm LED Stripes. silver. brushed. length: 1000 mm | Profile. U-profile high AU-02-10 for 10 - 11.3 mm LED Stripes. silver. brushed. length: 1000 mm |  | Import Automatique |  | 11.5 | [6 empty] | 1 | 1 | 0 | [7 empty] | KG |  | CM |  | CM |  | CM |  | CM2 |  | CM3 |  |  | 0
LCT970127 |  | Profile. U-profile high AU-02-10 for 10 - 11.3 mm LED Stripes. silver. brushed. length: 2000 mm | Profile. U-profile high AU-02-10 for 10 - 11.3 mm LED Stripes. silver. brushed. length: 2000 mm |  | Import Automatique |  | 23 | [6 empty] | 1 | 1 | 0 | [7 empty] | KG |  | CM |  | CM |  | CM |  | CM2 |  | CM3 |  |  | 0
LCT970128 |  | Profile. U-profile high AU-02-10 for 10 - 11.3 mm LED Stripes. matt silver. anodized. length: 3000 m | Profile. U-profile high AU-02-10 for 10 - 11.3 mm LED Stripes. matt silver. anodized. length: 3000 m |  | Import Automatique |  | 31.5 | [6 empty] | 1 | 1 | 0 | [7 empty] | KG |  | CM |  | CM |  | CM |  | CM2 |  | CM3 |  |  | 0
LCT970129 |  | Profile. U-profile high AU-02-10 for 10 - 11.3 mm LED Stripes. matt silver. anodized. length: 4000 m | Profile. U-profile high AU-02-10 for 10 - 11.3 mm LED Stripes. matt silver. anodized. length: 4000 m |  | Import Automatique |  | 42 | [6 empty] | 1 | 1 | 0 | [7 empty] | KG |  | CM |  | CM |  | CM |  | CM2 |  | CM3 |  |  | 0
LCT970140 |  | Profile. U-profile high AU-02-12 for 12 - 13.3 mm LED Stripes. matt silver. anodized. length: 1000 m | Profile. U-profile high AU-02-12 for 12 - 13.3 mm LED Stripes. matt silver. anodized. length: 1000 m |  | Import Automatique |  | 11.5 | [6 empty] | 1 | 1 | 0 | [7 empty] | KG |  | CM |  | CM |  | CM |  | CM2 |  | CM3 |  |  | 0
LCT970141 |  | Profile. U-profile high AU-02-12 for 12 - 13.3 mm LED Stripes. matt silver. anodized. length: 2000 m | Profile. U-profile high AU-02-12 for 12 - 13.3 mm LED Stripes. matt silver. anodized. length: 2000 m |  | Import Automatique |  | 23 | [6 empty] | 1 | 1 | 0 | [7 empty] | KG |  | CM |  | CM |  | CM |  | CM2 |  | CM3 |  |  | 0
LCT970142 |  | Profile. U-profile high AU-02-12 for 12 - 13.3 mm LED Stripes. matt black. anodized. length: 1000 mm | Profile. U-profile high AU-02-12 for 12 - 13.3 mm LED Stripes. matt black. anodized. length: 1000 mm |  | Import Automatique |  | 13 | [6 empty] | 1 | 1 | 0 | [7 empty] | KG |  | CM |  | CM |  | CM |  | CM2 |  | CM3 |  |  | 0
LCT970143 |  | Profile. U-profile high AU-02-12 for 12 - 13.3 mm LED Stripes. matt black. anodized. length: 2000 mm | Profile. U-profile high AU-02-12 for 12 - 13.3 mm LED Stripes. matt black. anodized. length: 2000 mm |  | Import Automatique |  | 26 | [6 empty] | 1 | 1 | 0 | [7 empty] | KG |  | CM |  | CM |  | CM |  | CM2 |  | CM3 |  |  | 0
LCT970144 |  | Profile. U-profile high AU-02-12 for 12 - 13.3 mm LED Stripes. matt white. length: 1000 mm | Profile. U-profile high AU-02-12 for 12 - 13.3 mm LED Stripes. matt white. length: 1000 mm |  | Import Automatique |  | 13 | [6 empty] | 1 | 1 | 0 | [7 empty] | KG |  | CM |  | CM |  | CM |  | CM2 |  | CM3 |  |  | 0
LCT970145 |  | Profile. U-profile high AU-02-12 for 12 - 13.3 mm LED Stripes. matt white. length: 2000 mm | Profile. U-profile high AU-02-12 for 12 - 13.3 mm LED Stripes. matt white. length: 2000 mm |  | Import Automatique |  | 26 | [6 empty] | 1 | 1 | 0 | [7 empty] | KG |  | CM |  | CM |  | CM |  | CM2 |  | CM3 |  |  | 0
LCT970146 |  | Profile. U-profile high AU-02-12 for 12 - 13.3 mm LED Stripes. silver. brushed. length: 1000 mm | Profile. U-profile high AU-02-12 for 12 - 13.3 mm LED Stripes. silver. brushed. length: 1000 mm |  | Import Automatique |  | 13 | [6 empty] | 1 | 1 | 0 | [7 empty] | KG |  | CM |  | CM |  | CM |  | CM2 |  | CM3 |  |  | 0
LCT970147 |  | Profile. U-profile high AU-02-12 for 12 - 13.3 mm LED Stripes. silver. brushed. length: 2000 mm | Profile. U-profile high AU-02-12 for 12 - 13.3 mm LED Stripes. silver. brushed. length: 2000 mm |  | Import Automatique |  | 26 | [6 empty] | 1 | 1 | 0 | [7 empty] | KG |  | CM |  | CM |  | CM |  | CM2 |  | CM3 |  |  | 0
LCT970160 |  | Profile. U-profile high AU-02-15 for 15 - 16.3 mm LED Stripes. matt silver. anodized. length: 1000 m | Profile. U-profile high AU-02-15 for 15 - 16.3 mm LED Stripes. matt silver. anodized. length: 1000 m |  | Import Automatique |  | 11.5 | [6 empty] | 1 | 1 | 0 | [7 empty] | KG |  | CM |  | CM |  | CM |  | CM2 |  | CM3 |  |  | 0
LCT970161 |  | Profile. U-profile high AU-02-15 for 15 - 16.3 mm LED Stripes. matt silver. anodized. length: 2000 m | Profile. U-profile high AU-02-15 for 15 - 16.3 mm LED Stripes. matt silver. anodized. length: 2000 m |  | Import Automatique |  | 23 | [6 empty] | 1 | 1 | 0 | [7 empty] | KG |  | CM |  | CM |  | CM |  | CM2 |  | CM3 |  |  | 0
LCT970162 |  | Profile. U-profile high AU-02-15 for 15 - 16.3 mm LED Stripes. matt black. anodized. length: 1000 mm | Profile. U-profile high AU-02-15 for 15 - 16.3 mm LED Stripes. matt black. anodized. length: 1000 mm |  | Import Automatique |  | 13 | [6 empty] | 1 | 1 | 0 | [7 empty] | KG |  | CM |  | CM |  | CM |  | CM2 |  | CM3 |  |  | 0
LCT970163 |  | Profile. U-profile high AU-02-15 for 15 - 16.3 mm LED Stripes. matt black. anodized. length: 2000 mm | Profile. U-profile high AU-02-15 for 15 - 16.3 mm LED Stripes. matt black. anodized. length: 2000 mm |  | Import Automatique |  | 26 | [6 empty] | 1 | 1 | 0 | [7 empty] | KG |  | CM |  | CM |  | CM |  | CM2 |  | CM3 |  |  | 0
LCT970164 |  | Profile. U-profile high AU-02-15 for 15 - 16.3 mm LED Stripes. matt white. length: 1000 mm | Profile. U-profile high AU-02-15 for 15 - 16.3 mm LED Stripes. matt white. length: 1000 mm |  | Import Automatique |  | 13 | [6 empty] | 1 | 1 | 0 | [7 empty] | KG |  | CM |  | CM |  | CM |  | CM2 |  | CM3 |  |  | 0
LCT970165 |  | Profile. U-profile high AU-02-15 for 15 - 16.3 mm LED Stripes. matt white. length: 2000 mm | Profile. U-profile high AU-02-15 for 15 - 16.3 mm LED Stripes. matt white. length: 2000 mm |  | Import Automatique |  | 26 | [6 empty] | 1 | 1 | 0 | [7 empty] | KG |  | CM |  | CM |  | CM |  | CM2 |  | CM3 |  |  | 0
LCT970166 |  | Profile. U-profile high AU-02-15 for 15 - 16.3 mm LED Stripes. silver. brushed. length: 1000 mm | Profile. U-profile high AU-02-15 for 15 - 16.3 mm LED Stripes. silver. brushed. length: 1000 mm |  | Import Automatique |  | 13 | [6 empty] | 1 | 1 | 0 | [7 empty] | KG |  | CM |  | CM |  | CM |  | CM2 |  | CM3 |  |  | 0
LCT970167 |  | Profile. U-profile high AU-02-15 for 15 - 16.3 mm LED Stripes. silver. brushed. length: 2000 mm | Profile. U-profile high AU-02-15 for 15 - 16.3 mm LED Stripes. silver. brushed. length: 2000 mm |  | Import Automatique |  | 26 | [6 empty] | 1 | 1 | 0 | [7 empty] | KG |  | CM |  | CM |  | CM |  | CM2 |  | CM3 |  |  | 0
LCT970180 |  | Profile. U-profile high AU-02-05 for 5 - 5.7 mm LED Stripes. matt silver. anodized. length: 1000 mm | Profile. U-profile high AU-02-05 for 5 - 5.7 mm LED Stripes. matt silver. anodized. length: 1000 mm |  | Import Automatique |  | 6.8 | [6 empty] | 1 | 1 | 0 | [7 empty] | KG |  | CM |  | CM |  | CM |  | CM2 |  | CM3 |  |  | 0
LCT970181 |  | Profile. U-profile high AU-02-05 for 5 - 5.7 mm LED Stripes. matt silver. anodized. length: 2000 mm | Profile. U-profile high AU-02-05 for 5 - 5.7 mm LED Stripes. matt silver. anodized. length: 2000 mm |  | Import Automatique |  | 13.6 | [6 empty] | 1 | 1 | 0 | [7 empty] | KG |  | CM |  | CM |  | CM |  | CM2 |  | CM3 |  |  | 0
LCT970182 |  | Profile. U-profile high AU-02-05 for 5 - 5.7 mm LED Stripes. matt black. brushed. length: 1000 mm | Profile. U-profile high AU-02-05 for 5 - 5.7 mm LED Stripes. matt black. brushed. length: 1000 mm |  | Import Automatique |  | 7.5 | [6 empty] | 1 | 1 | 0 | [7 empty] | KG |  | CM |  | CM |  | CM |  | CM2 |  | CM3 |  |  | 0
LCT970183 |  | Profile. U-profile high AU-02-05 for 5 - 5.7 mm LED Stripes. matt black. brushed. length: 2000 mm | Profile. U-profile high AU-02-05 for 5 - 5.7 mm LED Stripes. matt black. brushed. length: 2000 mm |  | Import Automatique |  | 15 | [6 empty] | 1 | 1 | 0 | [7 empty] | KG |  | CM |  | CM |  | CM |  | CM2 |  | CM3 |  |  | 0
LCT970184 |  | Profile. U-profile high AU-02-05 for 5 - 5.7 mm LED Stripes. matt white. length: 1000 mm | Profile. U-profile high AU-02-05 for 5 - 5.7 mm LED Stripes. matt white. length: 1000 mm |  | Import Automatique |  | 7.5 | [6 empty] | 1 | 1 | 0 | [7 empty] | KG |  | CM |  | CM |  | CM |  | CM2 |  | CM3 |  |  | 0
LCT970185 |  | Profile. U-profile high AU-02-05 for 5 - 5.7 mm LED Stripes. matt white. length: 2000 mm | Profile. U-profile high AU-02-05 for 5 - 5.7 mm LED Stripes. matt white. length: 2000 mm |  | Import Automatique |  | 15 | [6 empty] | 1 | 1 | 0 | [7 empty] | KG |  | CM |  | CM |  | CM |  | CM2 |  | CM3 |  |  | 0
LCT970186 |  | Profile. U-profile high AU-02-05 for 5 - 5.7 mm LED Stripes. silver. brushed. length: 1000 mm | Profile. U-profile high AU-02-05 for 5 - 5.7 mm LED Stripes. silver. brushed. length: 1000 mm |  | Import Automatique |  | 7.5 | [6 empty] | 1 | 1 | 0 | [7 empty] | KG |  | CM |  | CM |  | CM |  | CM2 |  | CM3 |  |  | 0
LCT970187 |  | Profile. U-profile high AU-02-05 for 5 - 5.7 mm LED Stripes. silver. brushed. length: 2000 mm | Profile. U-profile high AU-02-05 for 5 - 5.7 mm LED Stripes. silver. brushed. length: 2000 mm |  | Import Automatique |  | 15 | [6 empty] | 1 | 1 | 0 | [7 empty] | KG |  | CM |  | CM |  | CM |  | CM2 |  | CM3 |  |  | 0
LCT970200 |  | Profile. U-profile high AU-02-20 for 20 - 21.3 mm LED Stripes. matt silver. anodized. length: 1000 m | Profile. U-profile high AU-02-20 for 20 - 21.3 mm LED Stripes. matt silver. anodized. length: 1000 m |  | Import Automatique |  | 15.5 | [6 empty] | 1 | 1 | 0 | [7 empty] | KG |  | CM |  | CM |  | CM |  | CM2 |  | CM3 |  |  | 0
LCT970201 |  | Profile. U-profile high AU-02-20 for 20 - 21.3 mm LED Stripes. matt silver. anodized. length: 2000 m | Profile. U-profile high AU-02-20 for 20 - 21.3 mm LED Stripes. matt silver. anodized. length: 2000 m |  | Import Automatique |  | 31 | [6 empty] | 1 | 1 | 0 | [7 empty] | KG |  | CM |  | CM |  | CM |  | CM2 |  | CM3 |  |  | 0
LCT970230 |  | Built in profile. groove profile. U-high AU-03-12 for 12 - 13.3 mm LED Stripes. matt silver. anodize | Built in profile. groove profile. U-high AU-03-12 for 12 - 13.3 mm LED Stripes. matt silver. anodize |  | Import Automatique |  | 15 | [6 empty] | 1 | 1 | 0 | [7 empty] | KG |  | CM |  | CM |  | CM |  | CM2 |  | CM3 |  |  | 0
LCT970231 |  | Built in profile. groove profile. U-high AU-03-12 for 12 - 13.3 mm LED Stripes. matt silver. anodize | Built in profile. groove profile. U-high AU-03-12 for 12 - 13.3 mm LED Stripes. matt silver. anodize |  | Import Automatique |  | 30 | [6 empty] | 1 | 1 | 0 | [7 empty] | KG |  | CM |  | CM |  | CM |  | CM2 |  | CM3 |  |  | 0
LCT970260 |  | Built in profile. H-Profil AH-01-20 for 20 - 21.3 mm LED Stripes. matt silver. anodized. length: 100 | Built in profile. H-Profil AH-01-20 for 20 - 21.3 mm LED Stripes. matt silver. anodized. length: 100 |  | Import Automatique |  | 18.5 | [6 empty] | 1 | 1 | 0 | [7 empty] | KG |  | CM |  | CM |  | CM |  | CM2 |  | CM3 |  |  | 0
LCT970261 |  | Built in profile. H-Profil AH-01-20 for 20 - 21.3 mm LED Stripes. matt silver. anodized. length: 200 | Built in profile. H-Profil AH-01-20 for 20 - 21.3 mm LED Stripes. matt silver. anodized. length: 200 |  | Import Automatique |  | 37 | [6 empty] | 1 | 1 | 0 | [7 empty] | KG |  | CM |  | CM |  | CM |  | CM2 |  | CM3 |  |  | 0
LCT970300 |  | Profile. substructure-profile flat AM-01-10 for 10 - 11.3 mm LED Stripes. matt silver. anodized. len | Profile. substructure-profile flat AM-01-10 for 10 - 11.3 mm LED Stripes. matt silver. anodized. len |  | Import Automatique |  | 14 | [6 empty] | 1 | 1 | 0 | [7 empty] | KG |  | CM |  | CM |  | CM |  | CM2 |  | CM3 |  |  | 0
LCT970301 |  | Profile. substructure-profile flat AM-01-10 for 10 - 11.3 mm LED Stripes. matt silver. anodized. len | Profile. substructure-profile flat AM-01-10 for 10 - 11.3 mm LED Stripes. matt silver. anodized. len |  | Import Automatique |  | 28 | [6 empty] | 1 | 1 | 0 | [7 empty] | KG |  | CM |  | CM |  | CM |  | CM2 |  | CM3 |  |  | 0
LCT970302 |  | Profile. substructure-profile flat AM-01-10 for 10 - 11.3 mm LED Stripes. matt black. brushed. lengt | Profile. substructure-profile flat AM-01-10 for 10 - 11.3 mm LED Stripes. matt black. brushed. lengt |  | Import Automatique |  | 17 | [6 empty] | 1 | 1 | 0 | [7 empty] | KG |  | CM |  | CM |  | CM |  | CM2 |  | CM3 |  |  | 0
LCT970303 |  | Profile. substructure-profile flat AM-01-10 for 10 - 11.3 mm LED Stripes. matt black. brushed. lengt | Profile. substructure-profile flat AM-01-10 for 10 - 11.3 mm LED Stripes. matt black. brushed. lengt |  | Import Automatique |  | 34 | [6 empty] | 1 | 1 | 0 | [7 empty] | KG |  | CM |  | CM |  | CM |  | CM2 |  | CM3 |  |  | 0
LCT970304 |  | Profile. substructure-profile flat AM-01-10 for 10 - 11.3 mm LED Stripes. matt white. length: 1000 m | Profile. substructure-profile flat AM-01-10 for 10 - 11.3 mm LED Stripes. matt white. length: 1000 m |  | Import Automatique |  | 17 | [6 empty] | 1 | 1 | 0 | [7 empty] | KG |  | CM |  | CM |  | CM |  | CM2 |  | CM3 |  |  | 0
LCT970305 |  | Profile. substructure-profile flat AM-01-10 for 10 - 11.3 mm LED Stripes. matt white. length: 2000 m | Profile. substructure-profile flat AM-01-10 for 10 - 11.3 mm LED Stripes. matt white. length: 2000 m |  | Import Automatique |  | 34 | [6 empty] | 1 | 1 | 0 | [7 empty] | KG |  | CM |  | CM |  | CM |  | CM2 |  | CM3 |  |  | 0
LCT970306 |  | Profile. substructure-profile flat AM-01-10 for 10 - 11.3 mm LED Stripes. silver. brushed. length: 1 | Profile. substructure-profile flat AM-01-10 for 10 - 11.3 mm LED Stripes. silver. brushed. length: 1 |  | Import Automatique |  | 17 | [6 empty] | 1 | 1 | 0 | [7 empty] | KG |  | CM |  | CM |  | CM |  | CM2 |  | CM3 |  |  | 0
LCT970307 |  | Profile. substructure-profile flat AM-01-10 for 10 - 11.3 mm LED Stripes. silver. brushed. length: 2 | Profile. substructure-profile flat AM-01-10 for 10 - 11.3 mm LED Stripes. silver. brushed. length: 2 |  | Import Automatique |  | 34 | [6 empty] | 1 | 1 | 0 | [7 empty] | KG |  | CM |  | CM |  | CM |  | CM2 |  | CM3 |  |  | 0
LCT970400 |  | Profile. corner-profile AV-01-10 for 10 - 11.3 mm LED Stripes. matt silver. anodized. length: 1000 m | Profile. corner-profile AV-01-10 for 10 - 11.3 mm LED Stripes. matt silver. anodized. length: 1000 m |  | Import Automatique |  | 14 | [6 empty] | 1 | 1 | 0 | [7 empty] | KG |  | CM |  | CM |  | CM |  | CM2 |  | CM3 |  |  | 0
LCT970401 |  | Profile. corner-profile AV-01-10 for 10 - 11.3 mm LED Stripes. matt silver. anodized. length: 2000 m | Profile. corner-profile AV-01-10 for 10 - 11.3 mm LED Stripes. matt silver. anodized. length: 2000 m |  | Import Automatique |  | 28 | [6 empty] | 1 | 1 | 0 | [7 empty] | KG |  | CM |  | CM |  | CM |  | CM2 |  | CM3 |  |  | 0
LCT970402 |  | Profile. corner-profile AV-01-10 for 10 - 11.3 mm LED Stripes. matt white. length: 1000 mm | Profile. corner-profile AV-01-10 for 10 - 11.3 mm LED Stripes. matt white. length: 1000 mm |  | Import Automatique |  | 16 | [6 empty] | 1 | 1 | 0 | [7 empty] | KG |  | CM |  | CM |  | CM |  | CM2 |  | CM3 |  |  | 0
LCT970403 |  | Profile. corner-profile AV-01-10 for 10 - 11.3 mm LED Stripes. matt white. length: 2000 mm | Profile. corner-profile AV-01-10 for 10 - 11.3 mm LED Stripes. matt white. length: 2000 mm |  | Import Automatique |  | 32 | [6 empty] | 1 | 1 | 0 | [7 empty] | KG |  | CM |  | CM |  | CM |  | CM2 |  | CM3 |  |  | 0
LCT970410 |  | Surface mounted profile. corner profile AV-04-12 for 12 - 13.3 mm LED Stripes. matt silver. anodized | Surface mounted profile. corner profile AV-04-12 for 12 - 13.3 mm LED Stripes. matt silver. anodized |  | Import Automatique |  | 16 | [6 empty] | 1 | 1 | 0 | [7 empty] | KG |  | CM |  | CM |  | CM |  | CM2 |  | CM3 |  |  | 0
LCT970411 |  | Surface mounted profile. corner profile AV-04-12 for 12 - 13.3 mm LED Stripes. matt silver. anodized | Surface mounted profile. corner profile AV-04-12 for 12 - 13.3 mm LED Stripes. matt silver. anodized |  | Import Automatique |  | 32 | [6 empty] | 1 | 1 | 0 | [7 empty] | KG |  | CM |  | CM |  | CM |  | CM2 |  | CM3 |  |  | 0
LCT970412 |  | Surface mounted profile. corner profile AV-04-12 for 12 - 13.3 mm LED Stripes. matt white. length: 1 | Surface mounted profile. corner profile AV-04-12 for 12 - 13.3 mm LED Stripes. matt white. length: 1 |  | Import Automatique |  | 18 | [6 empty] | 1 | 1 | 0 | [7 empty] | KG |  | CM |  | CM |  | CM |  | CM2 |  | CM3 |  |  | 0
LCT970413 |  | corner profile AV-04-12 for 12 - 13.3 mm LED Stripes. matt white. length: 2000 mm | corner profile AV-04-12 for 12 - 13.3 mm LED Stripes. matt white. length: 2000 mm |  | Import Automatique |  | 36 | [6 empty] | 1 | 1 | 0 | [7 empty] | KG |  | CM |  | CM |  | CM |  | CM2 |  | CM3 |  |  | 0
LCT970430 |  | corner profile AV-03-12 for 12 - 13.3 mm LED Stripes. matt silver. anodized. length: 1250 mm | corner profile AV-03-12 for 12 - 13.3 mm LED Stripes. matt silver. anodized. length: 1250 mm |  | Import Automatique |  | 18 | [6 empty] | 1 | 1 | 0 | [7 empty] | KG |  | CM |  | CM |  | CM |  | CM2 |  | CM3 |  |  | 0
LCT970431 |  | Surface mounted profile. corner profile AV-03-12 for 12 - 13.3 mm LED Stripes. matt silver. anodized | Surface mounted profile. corner profile AV-03-12 for 12 - 13.3 mm LED Stripes. matt silver. anodized |  | Import Automatique |  | 36 | [6 empty] | 1 | 1 | 0 | [7 empty] | KG |  | CM |  | CM |  | CM |  | CM2 |  | CM3 |  |  | 0
LCT970434 |  | corner profile AV-03-12 for 12 - 13.3 mm LED Stripes. matt silver. anodized. length: 3000 mm | corner profile AV-03-12 for 12 - 13.3 mm LED Stripes. matt silver. anodized. length: 3000 mm |  | Import Automatique |  | 43.2 | [6 empty] | 1 | 1 | 0 | [7 empty] | KG |  | CM |  | CM |  | CM |  | CM2 |  | CM3 |  |  | 0
LCT970450 |  | Profile. Drywall corner-profile outer corner AV-02-10 for 10 - 11.3 mm LED Stripes. matt silver. ano | Profile. Drywall corner-profile outer corner AV-02-10 for 10 - 11.3 mm LED Stripes. matt silver. ano |  | Import Automatique |  | 45 | [6 empty] | 1 | 1 | 0 | [7 empty] | KG |  | CM |  | CM |  | CM |  | CM2 |  | CM3 |  |  | 0
LCT970452 |  | Profile. Drywall corner-profile outer corner AV-02-10 for 10 - 11.3 mm LED Stripes. white. length: 2 | Profile. Drywall corner-profile outer corner AV-02-10 for 10 - 11.3 mm LED Stripes. white. length: 2 |  | Import Automatique |  | 50 | [6 empty] | 1 | 1 | 0 | [7 empty] | KG |  | CM |  | CM |  | CM |  | CM2 |  | CM3 |  |  | 0
LCT970455 |  | Profile. Drywall corner-profile outer corner AV-02-10 for 10 - 11.3 mm LED Stripes. matt silver. ano | Profile. Drywall corner-profile outer corner AV-02-10 for 10 - 11.3 mm LED Stripes. matt silver. ano |  | Import Automatique |  | 54 | [6 empty] | 1 | 1 | 0 | [7 empty] | KG |  | CM |  | CM |  | CM |  | CM2 |  | CM3 |  |  | 0
LCT970500 |  | Profile. stair treads-profile AL-01-10 for 10 - 11.3 mm LED Stripes. matt silver. anodized. length: | Profile. stair treads-profile AL-01-10 for 10 - 11.3 mm LED Stripes. matt silver. anodized. length: |  | Import Automatique |  | 24 | [6 empty] | 1 | 1 | 0 | [7 empty] | KG |  | CM |  | CM |  | CM |  | CM2 |  | CM3 |  |  | 0
LCT970501 |  | Profile. stair treads-profile AL-01-10 for 10 - 11.3 mm LED Stripes. matt silver. anodized. length: | Profile. stair treads-profile AL-01-10 for 10 - 11.3 mm LED Stripes. matt silver. anodized. length: |  | Import Automatique |  | 36 | [6 empty] | 1 | 1 | 0 | [7 empty] | KG |  | CM |  | CM |  | CM |  | CM2 |  | CM3 |  |  | 0
LCT970502 |  | Profile. stair treads-profile AL-01-10 for 10 - 11.3 mm LED Stripes. matt silver. anodized. length: | Profile. stair treads-profile AL-01-10 for 10 - 11.3 mm LED Stripes. matt silver. anodized. length: |  | Import Automatique |  | 72 | [6 empty] | 1 | 1 | 0 | [7 empty] | KG |  | CM |  | CM |  | CM |  | CM2 |  | CM3 |  |  | 0
LCT970520 |  | Profile. stair treads-profile AL-02-10 for 10 - 11.3 mm LED Stripes. matt silver. anodized. length: | Profile. stair treads-profile AL-02-10 for 10 - 11.3 mm LED Stripes. matt silver. anodized. length: |  | Import Automatique |  | 24 | [6 empty] | 1 | 1 | 0 | [7 empty] | KG |  | CM |  | CM |  | CM |  | CM2 |  | CM3 |  |  | 0
LCT970521 |  | Profile. stair treads-profile AL-02-10 for 10 - 11.3 mm LED Stripes. matt silver. anodized. length: | Profile. stair treads-profile AL-02-10 for 10 - 11.3 mm LED Stripes. matt silver. anodized. length: |  | Import Automatique |  | 36 | [6 empty] | 1 | 1 | 0 | [7 empty] | KG |  | CM |  | CM |  | CM |  | CM2 |  | CM3 |  |  | 0
LCT970522 |  | Profile. stair treads-profile AL-02-10 for 10 - 11.3 mm LED Stripes. matt silver. anodized. length: | Profile. stair treads-profile AL-02-10 for 10 - 11.3 mm LED Stripes. matt silver. anodized. length: |  | Import Automatique |  | 72 | [6 empty] | 1 | 1 | 0 | [7 empty] | KG |  | CM |  | CM |  | CM |  | CM2 |  | CM3 |  |  | 0
LCT970600 |  | Profile. base-profile AM-02-10 for 10 - 11.3 mm LED Stripes. matt silver. anodized. length: 3000 mm | Profile. base-profile AM-02-10 for 10 - 11.3 mm LED Stripes. matt silver. anodized. length: 3000 mm |  | Import Automatique |  | 96 | [6 empty] | 1 | 1 | 0 | [7 empty] | KG |  | CM |  | CM |  | CM |  | CM2 |  | CM3 |  |  | 0
LCT970601 |  | Profile. base-profile AM-02-10 for 10 - 11.3 mm LED Stripes. matt black. brushed. length: 3000 mm | Profile. base-profile AM-02-10 for 10 - 11.3 mm LED Stripes. matt black. brushed. length: 3000 mm |  | Import Automatique |  | 116 | [6 empty] | 1 | 1 | 0 | [7 empty] | KG |  | CM |  | CM |  | CM |  | CM2 |  | CM3 |  |  | 0
LCT970720 |  | Surface mounted profile. IP-profile. U-flat AU-04-12 for 12 - 13.3 mm LED Stripes. matt silver. leng | Surface mounted profile. IP-profile. U-flat AU-04-12 for 12 - 13.3 mm LED Stripes. matt silver. leng |  | Import Automatique |  | 11 | [6 empty] | 1 | 1 | 0 | [7 empty] | KG |  | CM |  | CM |  | CM |  | CM2 |  | CM3 |  |  | 0
LCT970721 |  | Built in profile. IP-profile. U-flat AU-04-12 for 12 - 13.3 mm LED Stripes. matt silver. length: 250 | Built in profile. IP-profile. U-flat AU-04-12 for 12 - 13.3 mm LED Stripes. matt silver. length: 250 |  | Import Automatique |  | 22 | [6 empty] | 1 | 1 | 0 | [7 empty] | KG |  | CM |  | CM |  | CM |  | CM2 |  | CM3 |  |  | 0
LCT970740 |  | Profile. IP-profile. U-high AU-05-15 for 15 - 16.3 mm LED Stripes. matt silver. length: 1000 mm | Profile. IP-profile. U-high AU-05-15 for 15 - 16.3 mm LED Stripes. matt silver. length: 1000 mm |  | Import Automatique |  | 17 | [6 empty] | 1 | 1 | 0 | [7 empty] | KG |  | CM |  | CM |  | CM |  | CM2 |  | CM3 |  |  | 0
LCT970741 |  | Profile. IP-profile. U-high AU-05-15 for 15 - 16.3 mm LED Stripes. matt silver. length: 2000 mm | Profile. IP-profile. U-high AU-05-15 for 15 - 16.3 mm LED Stripes. matt silver. length: 2000 mm |  | Import Automatique |  | 34 | [6 empty] | 1 | 1 | 0 | [7 empty] | KG |  | CM |  | CM |  | CM |  | CM2 |  | CM3 |  |  | 0
LCT970762 |  | Built in profile. carrier profile. LED-profile T-01-10 for EL-03-10 Serie. matt silver. length: 1250 | Built in profile. carrier profile. LED-profile T-01-10 for EL-03-10 Serie. matt silver. length: 1250 |  | Import Automatique |  | 5 | [6 empty] | 1 | 1 | 0 | [7 empty] | KG |  | CM |  | CM |  | CM |  | CM2 |  | CM3 |  |  | 0
LCT970764 |  | Profile. carrier profile. LED-carrier T-01-15 for 15 - 16.3 mm LED Stripes. matt silver. length: 100 | Profile. carrier profile. LED-carrier T-01-15 for 15 - 16.3 mm LED Stripes. matt silver. length: 100 |  | Import Automatique |  | 5.5 | [6 empty] | 1 | 1 | 0 | [7 empty] | KG |  | CM |  | CM |  | CM |  | CM2 |  | CM3 |  |  | 0
LCT970770 |  | Built in profile. carrier profile. profile-carrier T-02-20 for AH-01-20 Serie. matt silver. length: | Built in profile. carrier profile. profile-carrier T-02-20 for AH-01-20 Serie. matt silver. length: |  | Import Automatique |  | 9 | [6 empty] | 1 | 1 | 0 | [7 empty] | KG |  | CM |  | CM |  | CM |  | CM2 |  | CM3 |  |  | 0
LCT975000 |  | Built in profile. T-profile flat ET-01-08 for 8 - 9.3 mm LED Stripes. matt silver. anodized. length: | Built in profile. T-profile flat ET-01-08 for 8 - 9.3 mm LED Stripes. matt silver. anodized. length: |  | Import Automatique |  | 10 | [6 empty] | 1 | 1 | 0 | [7 empty] | KG |  | CM |  | CM |  | CM |  | CM2 |  | CM3 |  |  | 0
LCT975001 |  | T-profile flat ET-01-08 for 8 - 9.3 mm LED Stripes. matt silver. anodized. length: 2000 mm | T-profile flat ET-01-08 for 8 - 9.3 mm LED Stripes. matt silver. anodized. length: 2000 mm |  | Import Automatique |  | 20 | [6 empty] | 1 | 1 | 0 | [7 empty] | KG |  | CM |  | CM |  | CM |  | CM2 |  | CM3 |  |  | 0
LCT975002 |  | Built in profile. T-profile flat ET-01-08 for 8 - 9.3 mm LED Stripes. matt black. anodized. length: | Built in profile. T-profile flat ET-01-08 for 8 - 9.3 mm LED Stripes. matt black. anodized. length: |  | Import Automatique |  | 12 | [6 empty] | 1 | 1 | 0 | [7 empty] | KG |  | CM |  | CM |  | CM |  | CM2 |  | CM3 |  |  | 0
LCT975003 |  | Built in profile. T-profile flat ET-01-08 for 8 - 9.3 mm LED Stripes. matt black. anodized. length: | Built in profile. T-profile flat ET-01-08 for 8 - 9.3 mm LED Stripes. matt black. anodized. length: |  | Import Automatique |  | 24 | [6 empty] | 1 | 1 | 0 | [7 empty] | KG |  | CM |  | CM |  | CM |  | CM2 |  | CM3 |  |  | 0
LCT975004 |  | Built in profile. T-profile flat ET-01-08 for 8 - 9.3 mm LED Stripes. matt white. length: 1000 mm | Built in profile. T-profile flat ET-01-08 for 8 - 9.3 mm LED Stripes. matt white. length: 1000 mm |  | Import Automatique |  | 12 | [6 empty] | 1 | 1 | 0 | [7 empty] | KG |  | CM |  | CM |  | CM |  | CM2 |  | CM3 |  |  | 0
LCT975005 |  | Built in profile. T-profile flat ET-01-08 for 8 - 9.3 mm LED Stripes. matt white. length: 2000 mm | Built in profile. T-profile flat ET-01-08 for 8 - 9.3 mm LED Stripes. matt white. length: 2000 mm |  | Import Automatique |  | 24 | [6 empty] | 1 | 1 | 0 | [7 empty] | KG |  | CM |  | CM |  | CM |  | CM2 |  | CM3 |  |  | 0
LCT975006 |  | Built in profile. T-profile flat ET-01-08 for 8 - 9.3 mm LED Stripes. silver. brushed. length: 1000 | Built in profile. T-profile flat ET-01-08 for 8 - 9.3 mm LED Stripes. silver. brushed. length: 1000 |  | Import Automatique |  | 12 | [6 empty] | 1 | 1 | 0 | [7 empty] | KG |  | CM |  | CM |  | CM |  | CM2 |  | CM3 |  |  | 0
LCT975007 |  | Built in profile. T-profile flat ET-01-08 for 8 - 9.3 mm LED Stripes. silver. brushed. length: 2000 | Built in profile. T-profile flat ET-01-08 for 8 - 9.3 mm LED Stripes. silver. brushed. length: 2000 |  | Import Automatique |  | 24 | [6 empty] | 1 | 1 | 0 | [7 empty] | KG |  | CM |  | CM |  | CM |  | CM2 |  | CM3 |  |  | 0
LCT975020 |  | Built in profile. T-profile flat ET-01-10 for 10 - 11.3 mm LED Stripes. matt silver. anodized. lengt | Built in profile. T-profile flat ET-01-10 for 10 - 11.3 mm LED Stripes. matt silver. anodized. lengt |  | Import Automatique |  | 10 | [6 empty] | 1 | 1 | 0 | [7 empty] | KG |  | CM |  | CM |  | CM |  | CM2 |  | CM3 |  |  | 0
LCT975021 |  | Built in profile. T-profile flat ET-01-10 for 10 - 11.3 mm LED Stripes. matt silver. anodized. lengt | Built in profile. T-profile flat ET-01-10 for 10 - 11.3 mm LED Stripes. matt silver. anodized. lengt |  | Import Automatique |  | 20 | [6 empty] | 1 | 1 | 0 | [7 empty] | KG |  | CM |  | CM |  | CM |  | CM2 |  | CM3 |  |  | 0
LCT975022 |  | Built in profile. T-profile flat ET-01-10 for 10 - 11.3 mm LED Stripes. matt black. anodized. length | Built in profile. T-profile flat ET-01-10 for 10 - 11.3 mm LED Stripes. matt black. anodized. length |  | Import Automatique |  | 12 | [6 empty] | 1 | 1 | 0 | [7 empty] | KG |  | CM |  | CM |  | CM |  | CM2 |  | CM3 |  |  | 0
LCT975023 |  | Built in profile. T-profile flat ET-01-10 for 10 - 11.3 mm LED Stripes. matt black. anodized. length | Built in profile. T-profile flat ET-01-10 for 10 - 11.3 mm LED Stripes. matt black. anodized. length |  | Import Automatique |  | 24 | [6 empty] | 1 | 1 | 0 | [7 empty] | KG |  | CM |  | CM |  | CM |  | CM2 |  | CM3 |  |  | 0
LCT975024 |  | Built in profile. T-profile flat ET-01-10 for 10 - 11.3 mm LED Stripes. matt white. length: 1000 mm | Built in profile. T-profile flat ET-01-10 for 10 - 11.3 mm LED Stripes. matt white. length: 1000 mm |  | Import Automatique |  | 12 | [6 empty] | 1 | 1 | 0 | [7 empty] | KG |  | CM |  | CM |  | CM |  | CM2 |  | CM3 |  |  | 0
LCT975025 |  | Built in profile. T-profile flat ET-01-10 for 10 - 11.3 mm LED Stripes. matt white. length: 2000 mm | Built in profile. T-profile flat ET-01-10 for 10 - 11.3 mm LED Stripes. matt white. length: 2000 mm |  | Import Automatique |  | 24 | [6 empty] | 1 | 1 | 0 | [7 empty] | KG |  | CM |  | CM |  | CM |  | CM2 |  | CM3 |  |  | 0
LCT975026 |  | Built in profile. T-profile flat ET-01-10 for 10 - 11.3 mm LED Stripes. silver. brushed. length: 100 | Built in profile. T-profile flat ET-01-10 for 10 - 11.3 mm LED Stripes. silver. brushed. length: 100 |  | Import Automatique |  | 12 | [6 empty] | 1 | 1 | 0 | [7 empty] | KG |  | CM |  | CM |  | CM |  | CM2 |  | CM3 |  |  | 0
LCT975027 |  | Built in profile. T-profile flat ET-01-10 for 10 - 11.3 mm LED Stripes. silver. brushed. length: 200 | Built in profile. T-profile flat ET-01-10 for 10 - 11.3 mm LED Stripes. silver. brushed. length: 200 |  | Import Automatique |  | 24 | [6 empty] | 1 | 1 | 0 | [7 empty] | KG |  | CM |  | CM |  | CM |  | CM2 |  | CM3 |  |  | 0
LCT975028 |  | Built in profile. T-profile flat ET-01-10 for 10 - 11.3 mm LED Stripes. matt silver. anodized. lengt | Built in profile. T-profile flat ET-01-10 for 10 - 11.3 mm LED Stripes. matt silver. anodized. lengt |  | Import Automatique |  | 30 | [6 empty] | 1 | 1 | 0 | [7 empty] | KG |  | CM |  | CM |  | CM |  | CM2 |  | CM3 |  |  | 0
LCT975029 |  | Built in profile. T-profile flat ET-01-10 for 10 - 11.3 mm LED Stripes. matt silver. anodized. lengt | Built in profile. T-profile flat ET-01-10 for 10 - 11.3 mm LED Stripes. matt silver. anodized. lengt |  | Import Automatique |  | 40 | [6 empty] | 1 | 1 | 0 | [7 empty] | KG |  | CM |  | CM |  | CM |  | CM2 |  | CM3 |  |  | 0
LCT975040 |  | Built in profile. T-profile flat ET-01-12 for 12 - 13.3 mm LED Stripes. matt silver. anodized. lengt | Built in profile. T-profile flat ET-01-12 for 12 - 13.3 mm LED Stripes. matt silver. anodized. lengt |  | Import Automatique |  | 12 | [6 empty] | 1 | 1 | 0 | [7 empty] | KG |  | CM |  | CM |  | CM |  | CM2 |  | CM3 |  |  | 0
LCT975041 |  | Built in profile. T-profile flat ET-01-12 for 12 - 13.3 mm LED Stripes. matt silver. anodized. lengt | Built in profile. T-profile flat ET-01-12 for 12 - 13.3 mm LED Stripes. matt silver. anodized. lengt |  | Import Automatique |  | 24 | [6 empty] | 1 | 1 | 0 | [7 empty] | KG |  | CM |  | CM |  | CM |  | CM2 |  | CM3 |  |  | 0
LCT975042 |  | Built in profile. T-profile flat ET-01-12 for 12 - 13.3 mm LED Stripes. matt black. anodized. length | Built in profile. T-profile flat ET-01-12 for 12 - 13.3 mm LED Stripes. matt black. anodized. length |  | Import Automatique |  | 14 | [6 empty] | 1 | 1 | 0 | [7 empty] | KG |  | CM |  | CM |  | CM |  | CM2 |  | CM3 |  |  | 0
LCT975043 |  | Built in profile. T-profile flat ET-01-12 for 12 - 13.3 mm LED Stripes. matt black. anodized. length | Built in profile. T-profile flat ET-01-12 for 12 - 13.3 mm LED Stripes. matt black. anodized. length |  | Import Automatique |  | 28 | [6 empty] | 1 | 1 | 0 | [7 empty] | KG |  | CM |  | CM |  | CM |  | CM2 |  | CM3 |  |  | 0
LCT975044 |  | Built in profile. T-profile flat ET-01-12 for 12 - 13.3 mm LED Stripes. matt white. length: 1000 mm | Built in profile. T-profile flat ET-01-12 for 12 - 13.3 mm LED Stripes. matt white. length: 1000 mm |  | Import Automatique |  | 14 | [6 empty] | 1 | 1 | 0 | [7 empty] | KG |  | CM |  | CM |  | CM |  | CM2 |  | CM3 |  |  | 0
LCT975045 |  | Built in profile. T-profile flat ET-01-12 for 12 - 13.3 mm LED Stripes. matt white. length: 2000 mm | Built in profile. T-profile flat ET-01-12 for 12 - 13.3 mm LED Stripes. matt white. length: 2000 mm |  | Import Automatique |  | 28 | [6 empty] | 1 | 1 | 0 | [7 empty] | KG |  | CM |  | CM |  | CM |  | CM2 |  | CM3 |  |  | 0
LCT975046 |  | Built in profile. T-profile flat ET-01-12 for 12 - 13.3 mm LED Stripes. silver. brushed. length: 100 | Built in profile. T-profile flat ET-01-12 for 12 - 13.3 mm LED Stripes. silver. brushed. length: 100 |  | Import Automatique |  | 14 | [6 empty] | 1 | 1 | 0 | [7 empty] | KG |  | CM |  | CM |  | CM |  | CM2 |  | CM3 |  |  | 0
LCT975047 |  | Built in profile. T-profile flat ET-01-12 for 12 - 13.3 mm LED Stripes. silver. brushed. length: 200 | Built in profile. T-profile flat ET-01-12 for 12 - 13.3 mm LED Stripes. silver. brushed. length: 200 |  | Import Automatique |  | 28 | [6 empty] | 1 | 1 | 0 | [7 empty] | KG |  | CM |  | CM |  | CM |  | CM2 |  | CM3 |  |  | 0
LCT975060 |  | Built in profile. T-profile flat ET-01-15 for 15 - 16.3 mm LED Stripes. matt silver. anodized. lengt | Built in profile. T-profile flat ET-01-15 for 15 - 16.3 mm LED Stripes. matt silver. anodized. lengt |  | Import Automatique |  | 12 | [6 empty] | 1 | 1 | 0 | [7 empty] | KG |  | CM |  | CM |  | CM |  | CM2 |  | CM3 |  |  | 0
LCT975061 |  | Built in profile. T-profile flat ET-01-15 for 15 - 16.3 mm LED Stripes. matt silver. anodized. lengt | Built in profile. T-profile flat ET-01-15 for 15 - 16.3 mm LED Stripes. matt silver. anodized. lengt |  | Import Automatique |  | 24 | [6 empty] | 1 | 1 | 0 | [7 empty] | KG |  | CM |  | CM |  | CM |  | CM2 |  | CM3 |  |  | 0
LCT975062 |  | Built in profile. T-profile flat ET-01-15 for 15 - 16.3 mm LED Stripes. matt black. anodized. length | Built in profile. T-profile flat ET-01-15 for 15 - 16.3 mm LED Stripes. matt black. anodized. length |  | Import Automatique |  | 14 | [6 empty] | 1 | 1 | 0 | [7 empty] | KG |  | CM |  | CM |  | CM |  | CM2 |  | CM3 |  |  | 0
LCT975063 |  | Built in profile. T-profile flat ET-01-15 for 15 - 16.3 mm LED Stripes. matt black. anodized. length | Built in profile. T-profile flat ET-01-15 for 15 - 16.3 mm LED Stripes. matt black. anodized. length |  | Import Automatique |  | 28 | [6 empty] | 1 | 1 | 0 | [7 empty] | KG |  | CM |  | CM |  | CM |  | CM2 |  | CM3 |  |  | 0
LCT975064 |  | Built in profile. T-profile flat ET-01-15 for 15 - 16.3 mm LED Stripes. matt white. length: 1000 mm | Built in profile. T-profile flat ET-01-15 for 15 - 16.3 mm LED Stripes. matt white. length: 1000 mm |  | Import Automatique |  | 14 | [6 empty] | 1 | 1 | 0 | [7 empty] | KG |  | CM |  | CM |  | CM |  | CM2 |  | CM3 |  |  | 0
LCT975065 |  | Built in profile. T-profile flat ET-01-15 for 15 - 16.3 mm LED Stripes. matt white. length: 2000 mm | Built in profile. T-profile flat ET-01-15 for 15 - 16.3 mm LED Stripes. matt white. length: 2000 mm |  | Import Automatique |  | 28 | [6 empty] | 1 | 1 | 0 | [7 empty] | KG |  | CM |  | CM |  | CM |  | CM2 |  | CM3 |  |  | 0